## Adopted BMAP Projects STAR 2020
ProjID | BMAPID | Lead Entity | Partners | Project Number | Project Name | Project Description | Project Type | Project Status | Estimated Start Date | Estimated Completion Date | TN Reduction (lbs/yr) | TP Reduction (lbs/yr) | Location | Acres Treated | Cost Estimate | Cost Annual O&M | Funding Source | Funding Amount | DEP Contract Agreement Number | WMD Contract Agreement Number | Latitude | Longitude
1 | OKLA | FDOT District 5 | N/A | GRIF14 | SR 500/US 441 – Basin 200 | US 441 from West of Griffin Road to East of Perkins St. - Basin 200. Wet Pond Detention. No increase in TP load with road improvement. | Wet Detention Pond | Completed | 2008 | Prior to 2007 | N/A | 74.06 | Lake Griffin Basin | 74.3 | Not provided | Not provided | Florida Legislature | Not provided | N/A | Not provided | 28.8180000005863 | -81.8809999999844
2 | OKLA | Lake County | N/A | LC05-YALE | Support of Adopt-a-Lake Program | Adopt-a-Lake Countywide Program is an outreach program to residents of Lake County that enhances knowledge and awareness of stormwater management. Part of MS4 Phase II public education requirement. Replaces WAV Program. | Education Efforts | Ongoing | 2001 | N/A | N/A | 19.6 | Lake Yale Basin | N/A | Not provided | 12000 | Lake County | Not provided | N/A | Not provided | 28.9175483852175 | -81.736976068727
3 | OKLA | Lake County | N/A | YALE03 | Old Chisholm Trail Drainage Improvements | Lake Yale Basin. | Stormwater System Rehabilitation | Completed | Not provided | 2008 | N/A | Not provided | Lake Yale Basin | Not provided | 182555 | Not provided | Lake County Stormwater MSTU | Not provided | N/A | Not provided | 28.8856593190141 | -81.6999105579578
4 | OKLA | Lake County | N/A | YALE02 | Washington Ave. Drainage Improvements | Drainage improvements and retrofit of treatment via swales with ditch block and linear pond. | Grass swales with swale blocks or raised culverts | Completed | Not provided | 2015 | 77 | 12.4 | Lake Yale Basin | 38 | 1654186 | Not provided | Lake County Stormwater MSTU | Not provided | N/A | Not provided | 28.8945594491445 | -81.6882416258212
5 | OKLA | Lake County | N/A | YALE01 | Lake Yale Basin Study | Study to inventory stormwater system and identify potential sites for treatment retrofit projects. | Study | Completed | Not provided | 2008 | N/A | N/A | Lake Yale Basin | N/A | 266374 | N/A | Lake County Stormwater Assessment | Not provided | N/A | Not provided | 28.9162304174279 | -81.7406259613829
6 | OKLA | Lake County | N/A | LC09-HAR | Catch Basin and Pipe Cleaning | Removal of sediments and nutrients from roadside catch basins and stormwater pipes. | BMP Cleanout | Ongoing | 2015 | N/A | 9 | 5 | Lake Harris Basin | N/A | N/A | 35000 | Lake County | Not provided | N/A | Not provided | TBD | TBD
7 | OKLA | FDOT District 5 | N/A | GRIF25 | SR 500/US 441 – Basin C | Lake Griffin, SR 500 (US 441) From Martin Luther King to Lake Ella Rd - Basin C (238395-4). Wet Detention. No increase in TP load with road improvement. | Wet Detention Pond | Completed | 2008 | 2014 | N/A | 7.78 | Lake Griffin Basin | 13.88 | Not provided | Not provided | Florida Legislature | Not provided | N/A | Not provided | 28.8540234358211 | -81.901625204951
8 | OKLA | FDOT District 5 | N/A | EUS19 | State Road 19 in Tavares – System IV | US 441 from 4.0 Miles Southwest of College Drive to Lake Shore Blvd. - System IV (Basin 2). Wet Pond Detention. No increase in TP load with road improvement. | Wet Detention Pond | Completed | 2003 | Prior to 2007 | N/A | 9.82 | Lake Eustis Basin | 14.36 | Not provided | Not provided | Florida Legislature | Not provided | N/A | Not provided | 28.8089000005855 | -81.7348999999866
9 | OKLA | FDOT District 5 | N/A | GRIF15 | SR 500/US 441 – Basin 2 | SR 500/US 441 Leesburg - Basin 2. No increase in TP load with road improvement. | Wet Detention Pond | Completed | 2008 | Prior to 2007 | N/A | 9.59 | Lake Griffin Basin | Not provided | Not provided | Not provided | Florida Legislature | Not provided | N/A | Not provided | 28.8204825098982 | -81.8330680667235
10 | OKLA | FDOT District 5 | N/A | DOT02-YALE | FDOT Swale Maintenance | Removal of debris and sediment from state maintained roadways | BMP Cleanout | Ongoing | 2016 | N/A | 33.039 | 4.432 | Lake Yale Basin | N/A | Not provided | Not provided | Florida Legislature | Not provided | N/A | Not provided | 28.9098221972479 | -81.6777108269827
11 | OKLA | FDOT District 5 | N/A | GRIF13 | SR 500/US 441 – Basin 100 | US 441 from West of Griffin Road to East of Perkins St. - Basin 100. Wet Pond Detention. No increase in TP load with road improvement. | Wet Detention Pond | Completed | 2008 | Prior to 2007 | N/A | 54.66 | Lake Griffin Basin | 37.01 | Not provided | Not provided | Florida Legislature | Not provided | N/A | Not provided | 28.8260000005837 | -81.8869999999829
12 | OKLA | FDOT District 5 | N/A | DOT04-EUS | Education and Outreach Activities | Informational pamphlets and Illicit discharge notification. | Education Efforts | Ongoing | Not provided | N/A | N/A | 0.4 | Lake Eustis Basin | N/A | Not provided | Not provided | Florida Legislature | Not provided | N/A | Not provided | 28.847120544899 | -81.7260614881435
13 | OKLA | FDOT District 5 | N/A | DOT01-EUS | FDOT Street Sweeping (E5Q71 Contract No) | Removal of debris and sediment from state maintained roadways. | Street Sweeping | Ongoing | 2014 | N/A | 206 | 132 | Lake Eustis Basin | N/A | Not provided | Not provided | Florida Legislature | Not provided | N/A | Not provided | 28.8150015769305 | -81.7581511910086
14 | OKLA | FDOT District 5 | N/A | EUS22 | SR 500/US 441 – System D | US 441 from 4.0 Miles Southwest of College Drive to Lake Shore Blvd. - System D- No detention. No increase in TP load with road improvement. | On-line Retention BMPs | Completed | 2003 | Prior to 2007 | N/A | 1.99 | Lake Eustis Basin | 7.06 | Not provided | Not provided | Florida Legislature | Not provided | N/A | Not provided | 28.8137000005782 | -81.7549999999826
15 | OKLA | FDOT District 5 | N/A | EUS21 | SR 500/US 441 | US 441 from Lake Eustis Drive to CR 44B Wet Pond Detention. No increase in TP with road improvement. | Wet Detention Pond | Completed | 2003 | 2007 | N/A | 3.28 | Lake Eustis Basin | 7.68 | Not provided | Not provided | Florida Legislature | Not provided | N/A | Not provided | 28.8221000005795 | -81.715199999983
16 | OKLA | Orange County | N/A | ORANGE07 | Water Resource Atlas | Web-based outreach education program focused on water resource issues. Web-based outreach program targeted at residents of Orange County. Objective is to inform residents about water resource issues including TMDLs, stormwater, water quality, etc. | Education Efforts | Ongoing | 2006 | N/A | N/A | N/A | Upper Ocklawaha Basin | N/A | Not provided | 57650 | General Fund/ OCBOCC | Not provided | N/A | Not provided | TBD | TBD
17 | OKLA | FDOT District 5 | N/A | GRIF24 | SR 500/US 441 – Basin D | SR 500 (US 441) From Martin Luther King to Lake Ella Rd - Basin D (238395-4). Wet Detention. No increase in TP load with road improvement. | Wet Detention Pond | Completed | Not provided | 2014 | N/A | 15.48 | Lake Griffin Basin | 31.69 | Not provided | Not provided | Florida Legislature | Not provided | N/A | Not provided | 28.8659873930839 | -81.9043201112026
18 | OKLA | Orange County | LCWA | CARL01 | Lake Carlton Nutrient and Hydrologic Assessment | Lake Carlton watershed. Nutrient and hydrologic assessment of lake and identification of possible nutrient reduction projects. 3,100 acre watershed investigation. | Study | Completed | 2015 | 2018 | N/A | N/A | Lake Carlton Basin | N/A | 185824.53 | N/A | Orange County General Fund/ LCWA | $185,825 | N/A | Not provided | 28.7589792552347 | -81.656976986494
19 | OKLA | Orange County | N/A | LAP38 | Lake Clarice Pond | Lake Clarice Estates. Bold & Gold™ filter media (upflow filter) added to the discharge of a wet detention pond. | Retention/Detention BMP Retrofit with Nutrient Reducing Media | Completed | 2015 | 2015 | TBD | TBD | Lake Apopka Basin | 0.6 | Not provided | Not provided | General Fund OCBCC | TBD | N/A | Not provided | 28.4994639013118 | -81.5809621901286
20 | OKLA | Orange County | N/A | ORANGE03 | Surface Water Protection Code | Orange County Code, Chapter 15, Articles II and IV. Orange County Air and Water Pollution Control Act provides protection and regulation of pollution and contamination of air, soil, and water resources of Orange County. | Regulations, Ordinances, and Guidelines | Ongoing | Not provided | N/A | N/A | N/A | Upper Ocklawaha Basin | N/A | Not provided | Not provided | Orange County | Not provided | Not provided | Not provided | TBD | TBD
21 | OKLA | Orange County | N/A | ORANGE04 | Street Sweeping | Unincorporated Orange County. Lake Carlton, and Lake Beauclair, which is primarily roads around Lake Ola. Basin area approximately 6,522 acres. 13.87 miles of roads swept monthly for an annual total mileage of 166.44.and removal of 3,080 pounds. | Street Sweeping | Ongoing | Not provided | N/A | TBD | TBD | Lake Carlton Basin | N/A | N/A | 3300 | General Fund OCBCC | Not provided | N/A | Not provided | TBD | TBD
22 | OKLA | Orange County | N/A | ROB03 | Lake Roberts BMP Feasibility Study | BMP construction feasibility study. | Study | Completed | Not provided | 2019 | N/A | N/A | Lake Roberts Basin | N/A | 49978.28 | N/A | OCBCC Capital Improvement Projects Budget | $49,978 | N/A | Not provided | 28.5181857388973 | -81.5706711796348
23 | OKLA | Orange County | N/A | ROB02 | Lake Roberts Nutrient and Hydrologic Loading Study | Lake Roberts nutrient and hydrologic loading study. | Study | Completed | Not provided | 2015 | N/A | N/A | Lake Roberts Basin | N/A | 114000 | N/A | OCBCC Capital Improvement Projects Budget | $114,000 | N/A | Not provided | 28.5181857388973 | -81.5706711796348
24 | OKLA | Orange County | N/A | ORANGE09-ROB | Educational Efforts | 1) FYN funded by the county 2) Local ordinances 3) PSAs 4) Information pamphlets addressing pollution reduction NPDES program 5) Water Atlas and website 6) Proactive and reactive inspection programs | Education Efforts | Ongoing | Not provided | N/A | N/A | 2.42 | Lake Roberts Basin | N/A | Not provided | Not provided | General Fund OCBCC | Not provided | N/A | Not provided | TBD | TBD
25 | OKLA | Lake County | N/A | LC09-YALE | Catch Basin and Pipe Cleaning | Removal of sediments and nutrients from roadside catch basins and stormwater pipes. | BMP Cleanout | Ongoing | 2015 | N/A | 6 | 3 | Lake Yale Basin | N/A | N/A | 35000 | Lake County | Not provided | N/A | Not provided | TBD | TBD
26 | OKLA | Orange County | N/A | ORANGE09-CARL | Educational Efforts | Education efforts in unincorporated Orange County Lake Carlton Basin. | Education Efforts | Ongoing | Not provided | N/A | N/A | 5.6 | Lake Carlton Basin | N/A | Not provided | Not provided | General Fund OCBCC | Not provided | N/A | Not provided | 28.7590254420119 | -81.6583700918336
27 | OKLA | Lake County | N/A | PAL01 | Septic Tank Land Development Regulations | Green Swamp Area of Critical State Concern. Septic tanks within the Green Swamp are required to be pumped every five years. Land Development Regulation addresses ground and surface water protection. | Regulations, Ordinances, and Guidelines | Completed | 1992 | 2016 | N/A | N/A | Palatlakaha River Basin | N/A | Not provided | Not provided | Not provided | Not provided | Not provided | Not provided | 28.4623020342851 | -81.8370082036142
28 | OKLA | FDOT District 5 | N/A | DOT04-GRIF | Education and Outreach Activities | Informational pamphlets and Illicit discharge notification. | Education Efforts | Ongoing | Not provided | N/A | N/A | 0.2 | Lake Griffin Basin | N/A | Not provided | Not provided | Florida Legislature | Not provided | N/A | Not provided | 28.847219560943 | -81.8463332703575
29 | OKLA | FDOT District 5 | N/A | HAR04 | SR 500/US 441 – System A | Lake Harris, US 441 from 4.0 Miles Southwest of College Drive to Lake Shore Boulevard. System A. dry retention pond. No increase in TP load with road improvement. | On-line Retention BMPs | Completed | 2008 | Prior to 2007 | N/A | 12.91 | Lake Harris Basin | 17.6 | Not provided | Not provided | Florida Legislature | Not provided | N/A | Not provided | 28.8250345620828 | -81.793003710613
30 | OKLA | FDOT District 5 | N/A | DOT03-HAR | Fertilizer Cessation | Elimination of bulk fertilizer contracts. Reduction of TN/TP from elimination of fertilizer use along state highway system. | Fertilizer Cessation | Completed | N/A | 2005 | 819 | 819 | Lake Harris Basin | 56.4 | Not provided | Not provided | Florida Legislature | Not provided | N/A | Not provided | 28.8066613548924 | -81.8742229955354
31 | OKLA | FDOT District 5 | N/A | DOT03-LLHAR | Fertilizer Cessation | Elimination of bulk fertilizer contracts. Reduction of TN/TP from elimination of fertilizer use along state highway system within Little Lake Harris Basin. | Fertilizer Cessation | Completed | N/A | 2005 | 189 | 189 | Lake Harris Basin | 13 | Not provided | Not provided | Florida Legislature | Not provided | N/A | Not provided | 28.6872300386749 | -81.7804964639725
32 | OKLA | FDOT District 5 | N/A | DOT04-HAR | Education and Outreach Activities | Informational pamphlets and Illicit discharge notification. | Education Efforts | Ongoing | Not provided | N/A | N/A | 0.7 | Lake Harris Basin | N/A | Not provided | Not provided | Florida Legislature | Not provided | N/A | Not provided | 28.773773079642 | -81.8104122947325
33 | OKLA | FDOT District 5 | N/A | DOT01-YALE | FDOT Street Sweeping (E5Q71 Contract No) | Removal of debris and sediment from state maintained roadways. | Street Sweeping | Ongoing | 2016 | N/A | 12 | 8 | Lake Yale Basin | N/A | Not provided | Not provided | Florida Legislature | Not provided | N/A | Not provided | 28.9098221972479 | -81.6777108269827
34 | OKLA | FDOT District 5 | N/A | EUS18 | SR 500/US 441 – System C | US 441 from 4.0 Miles Southwest of College Drive to Lake Shore Blvd. - System C. Wet Pond Detention. No increase in TP with road improvement. | Wet Detention Pond | Completed | 2003 | Prior to 2007 | N/A | 21.15 | Lake Eustis Basin | 31.74 | Not provided | Not provided | Florida Legislature | Not provided | N/A | Not provided | 28.8137000005782 | -81.7549999999826
35 | OKLA | Orange County | City of Apopka | ORANGE09-MARSHALL | Educational Efforts | 1) FYN funded by the county 2) Local ordinances 3) PSAs 4) Information pamphlets addressing pollution reduction NPDES program 5) Water Atlas and website 6) Proactive and reactive inspection programs | Education Efforts | Ongoing | Not provided | N/A | N/A | 3.08 | Marshall Lake Basin | N/A | Not provided | Not provided | General Fund OCBCC | Not provided | N/A | Not provided | TBD | TBD
36 | OKLA | Orange County | N/A | ORANGE09-BCL | Educational Efforts | Education efforts in unincorporated Orange County Lake Beauclair Basin. | Education Efforts | Ongoing | Not provided | N/A | N/A | 2.8 | Lake Beauclair Basin | N/A | Not provided | Not provided | General Fund OCBCC | Not provided | N/A | Not provided | 28.7743219692718 | -81.6631390667762
37 | OKLA | City of Mount Dora | N/A | DORA39 | Exfiltration System 3rd Ave. and Donnelly St. Parking Lot | City of Mount Dora northeast corner of 3rd Ave. and Donnelly St. parking lot. Installed exfiltration system with perforated CMP to reduce TP loading in stormwater. | Exfiltration Trench | Completed | Not provided | Prior to 2014 | N/A | Not provided | Lake Dora Basin | Not provided | Not provided | Not provided | City of Mount Dora | Not provided | N/A | Not provided | 28.7987565026173 | -81.6446458646884
38 | OKLA | City of Mount Dora | Developer | DORA38 | Exfiltration System at Medical Office | City of Mount Dora on southeast corner of Baker St. and 4th Ave. Privately installed exfiltration system with perforated CMP to reduce TP loading in stormwater. | Exfiltration Trench | Completed | Not provided | Prior to 2014 | N/A | Not provided | Lake Dora Basin | Not provided | Not provided | Not provided | Private Developer (Medical Office) | Not provided | N/A | Not provided | 28.7995612850168 | -81.6436205803643
39 | OKLA | City of Mount Dora | Developer | DORA37 | Exfiltration System at Suntrust Bank | City of Mount Dora on 5th Ave. between Tremain and Baker St.'s. Installed exfiltration system with perforated CMP to reduce TP loading in stormwater. | Exfiltration Trench | Completed | Not provided | Prior to 2014 | N/A | Not provided | Lake Dora Basin | Not provided | Not provided | Not provided | Private Developer (Suntrust) | Not provided | N/A | Not provided | 28.8004478598975 | -81.643199092458
40 | OKLA | City of Mount Dora | Not provided | DORA36 | Exfiltration System at McDonald St. and 5th Ave. Parking Lot | Installed exfiltration system with perforated corrugated metal pipe (CMP) to reduce TP loading in stormwater. | Exfiltration Trench | Completed | Not provided | Prior to 2014 | N/A | Not provided | Lake Dora Basin | Not provided | Not provided | Not provided | Not provided | Not provided | Not provided | Not provided | 28.8004690904487 | -81.6466023935706
41 | OKLA | City of Mount Dora | N/A | DORA35 | City of Mount Dora MS4 System | City-wide catch basin and pipeline cleaning program. | BMP Cleanout | Ongoing | Not provided | N/A | N/A | 82 | Lake Dora Basin | N/A | N/A | Not provided | City of Mount Dora | Not provided | N/A | Not provided | TBD | TBD
42 | OKLA | City of Mount Dora | N/A | DORA33 | S. Johns St. StormTech Installation | Installed StormTech system with two 50 linear feet rows with "Isolator Row" for maintenance. Re-graded and paved road to improve drainage. | LID- Other | Completed | 2011 | 2011 | N/A | Not provided | Lake Dora Basin | 2 | 10000 | Not provided | City of Mount Dora | City of Mount Dora – $10,000 | N/A | Not provided | 28.7948682410745 | -81.6372631320801
43 | OKLA | FDOT District 5 | N/A | EUS20 | SR 500/US 441 | US 441 from Lake Eustis Drive to CR 44B. Wet Pond Detention. No increase in TP load with road improvement. | Wet Detention Pond | Completed | 2003 | 2007 | N/A | 1.85 | Lake Eustis Basin | 4.58 | Not provided | Not provided | Florida Legislature | Not provided | N/A | Not provided | 28.8212000005846 | -81.7203999999889
44 | OKLA | City of Mount Dora | LCWA | DORA31 | Continuous Deflection Separation Unit at Old Eustis Rd. and Overlook Rd. | Installed CDS unit at Old Eustis Rd. and Overlook Rd. System removes sand and debris from stormwater runoff before entering Lake Gertrude. | Hydrodynamic Separators | Completed | Not provided | Prior to 2014 | N/A | 1 | Lake Dora Basin | 8.5 | 71000 | Not provided | City of Mount Dora/ LCWA | City of Mount Dora – $35,500/ LCWA – $35,501 | N/A | Not provided | 28.8169548117904 | -81.650102293151
45 | OKLA | City of Mount Dora | Developer | DORA42 | StormTech Chamber at 13th and Annie St. | City of Mount Dora at corner of West 13th St. and Annie St. Installed a 125 foot by 75 foot Stormtech chamber (infiltration system) to reduce TP loading in stormwater through filtering. | LID- Other | Completed | Not provided | Prior to 2014 | N/A | Not provided | Lake Dora Basin | Not provided | Not provided | Not provided | Private Developer (Christian Home and Bible School) | Not provided | N/A | Not provided | 28.8077601818537 | -81.6489180063042
46 | OKLA | Orange County | N/A | ORANGE09-LAP | Educational Efforts | Education efforts in unincorporated Orange County. | Education Efforts | Ongoing | Not provided | N/A | N/A | TBD | Lake Apopka Basin | N/A | Not provided | Not provided | General Fund OCBCC | Not provided | N/A | Not provided | 28.6297520497958 | -81.6267578754805
47 | OKLA | Orange County | N/A | ORANGE02 | Clean Lakes Initiative Program | Unincorporated Orange County located within Lake Apopka, Lake Beauclair, and Lake Carlton drainage basins financial assistance (incentive program) for homeowners. | Education Efforts | Canceled | N/A | N/A | N/A | N/A | Lake Apopka Basin | N/A | N/A | N/A | N/A | N/A | N/A | Not provided | N/A | N/A
48 | OKLA | Orange County | Ocoee | ORANGE01 | Street Sweeping | Contractor and FDOT sweep about 460 miles countywide basis. The benchmark for sweeping shall be about 3,000 cumulative miles annually. Based on typical street sweeping, the debris picked up would be approximately 28 tons. | Street Sweeping | Ongoing | Not provided | N/A | 31 | 20 | Lake Apopka Basin | N/A | N/A | 60000 | Orange County/ City of Winter Garden/ City of Apopka | Not provided | N/A | Not provided | 28.6266471549753 | -81.6200189745779
49 | OKLA | Orange County | N/A | LAP46 | Lake Tilden Hydrological and Nutrient Assessment & Feasibility Study | Data and information from the assessment can be used by stakeholders to refine TMDL, provide allocation information within the watershed, and identify potential BMP effectiveness. Feasibility Study will evaluate selected BMPs for implement ability. | Study | Underway | 2015 | 2019 | N/A | N/A | Lake Apopka Basin | N/A | 242579 | N/A | CIP Funds Provided by the OCBCC | Not provided | N/A | Not provided | 28.5201405689394 | -81.5933983904923
50 | OKLA | Orange County | N/A | LAP45 | Lake Roper Hydrological and Nutrient Assessment & Feasibility Study | Data and information from the assessment can be used by stakeholders to refine TMDL, provide allocation information within the watershed, and identify potential BMP effectiveness. Feasibility Study will evaluate selected BMPs for implement ability. | Study | Completed | 2016 | 2019 | N/A | N/A | Lake Apopka Basin | N/A | 192319 | N/A | CIP Funds Provided by the OCBCC | Not provided | N/A | Not provided | 28.5035030958609 | -81.5793802158741
51 | OKLA | City of Winter Garden | N/A | LAP34 | Dillard St. Pond Expansion | Project is part of the permitting process for new City Hall in Winter Garden. Modify storm water system adjacent to pond to treat previously untreated runoff. | Stormwater System Rehabilitation | Completed | 2012 | Prior to 2014 | TBD | TBD | Lake Apopka Basin | Not provided | 246000 | Not provided | City of Winter Garden | Not provided | Not provided | Not provided | Not provided | Not provided
52 | OKLA | City of Mount Dora | LCWA | DORA32 | Underground Stormwater Treatment System at 6th Ave. and Baker St. | Installation of an underground stormwater treatment system as part of the 7th Ave. stormwater project. Off-line stormwater treatment system located in Donnelly Park under the tennis court and event area. | Off-line Retention BMPs | Completed | 2014 | 2014 | N/A | 20 | Lake Dora Basin | 33.44 | 150000 | Not provided | City of Mount Dora/ LCWA | City of Mount Dora – $51,000, LCWA – $49,500 | N/A | Not provided | 28.8014553813627 | -81.6446933743563
53 | OKLA | FDOT District 5 | N/A | DORA10 | SR 19 in Tavares-System II | State Road 19 from 1.9 Miles South of US 441 to US 441 - System II (Basins 1&2). Wet pond detention. No increase in TP load with road improvement. | Wet Detention Pond | Completed | 1996 | Prior to 2007 | N/A | 1.19 | Lake Dora Basin | 25.59 | Not provided | Not provided | Florida Legislature | Not provided | N/A | Not provided | 28.7983044077374 | -81.7411697383809
54 | OKLA | FDOT District 5 | N/A | EUS17 | SR 500/US 441 – Basin E | US 441 from 0.2 Miles West of Lake Shore Blvd. to Lake Eustis Drive - Basin E. Wet Pond Detention. No increase in TP with road improvement. | Wet Detention Pond | Completed | 2003 | Prior to 2007 | N/A | 15.19 | Lake Eustis Basin | 21.01 | Not provided | Not provided | Florida Legislature | Not provided | N/A | Not provided | 28.8179000005814 | -81.7220999999894
55 | OKLA | FDOT District 5 | N/A | EUS16 | SR 500/US 441 – Basin D | US 441 from 0.2 Miles West of Lake Shore Blvd to Lake Eustis Drive - Basin D. Wet Pond Detention. No increase in TP load with road improvement. | Wet Detention Pond | Completed | 2003 | Prior to 2007 | N/A | 1.47 | Lake Eustis Basin | 11.9 | Not provided | Not provided | Florida Legislature | Not provided | N/A | Not provided | 28.8175000005789 | -81.7268999999896
56 | OKLA | FDOT District 5 | N/A | EUS15 | SR 500/US 441 – Basin C | US 441 from 0.2 Miles West of Lake Shore Blvd to Lake Eustis Drive - Basin C. Wet Pond Detention. No increase in TP with road improvement. | Wet Detention Pond | Completed | 2003 | Prior to 2007 | N/A | 3.9 | Lake Eustis Basin | 9.69 | Not provided | Not provided | Florida Legislature | Not provided | N/A | Not provided | 28.8120000005807 | -81.726199999986
57 | OKLA | FDOT District 5 | N/A | EUS14 | SR 500/US 441 – Basin A | US 441 from 0.2 Miles West of Lake Shore Blvd to Lake Eustis Drive - Basin A. Wet Pond Detention. No increase in TP with road improvement. | Wet Detention Pond | Completed | 2003 | Prior to 2007 | N/A | 26.33 | Lake Eustis Basin | 29.58 | Not provided | Not provided | Florida Legislature | Not provided | N/A | Not provided | 28.8089000005855 | -81.7348999999866
58 | OKLA | FDOT District 5 | N/A | DOT04-DORA | Education and Outreach Activities | Informational pamphlets and Illicit discharge notification. | Education Efforts | Ongoing | Not provided | N/A | N/A | 0.1 | Lake Dora Basin | N/A | Not provided | Not provided | Florida Legislature | Not provided | N/A | Not provided | 28.7908008264112 | -81.7133105166068
59 | OKLA | FDOT District 5 | N/A | DOT03-DORA | Fertilizer Cessation | Elimination of bulk fertilizer contracts. Reduction of TN/TP from elimination of fertilizer use along state highway system. | Fertilizer Cessation | Completed | N/A | 2005 | 96 | 96 | Lake Dora Basin | 6.6 | Not provided | Not provided | Florida Legislature | Not provided | N/A | Not provided | 28.7908008264112 | -81.7133105166068
60 | OKLA | City of Mount Dora | N/A | DORA40 | StormTech Chambers Highland and Liberty St. Parking Lot | City of Mount Dora parking lot at intersection of Highland and Liberty St. (west side of Highland). Installed Stormtech chambers (infiltration system) to reduce TP loading in stormwater through filtering. | LID- Other | Completed | Not provided | Prior to 2014 | N/A | Not provided | Lake Dora Basin | Not provided | Not provided | Not provided | City of Mount Dora | Not provided | N/A | Not provided | 28.7942270427339 | -81.6363051452309
61 | OKLA | FDOT District 5 | N/A | DORA11 | SR 19 in Tavares-System III | State Road 19 from 1.9 Miles South of US 441 to US 441 - System III (Basins 1 & 2). Wet pond detention. No increase in TP load with road improvement. | Wet Detention Pond | Completed | 1996 | Prior to 2007 | N/A | 7.78 | Lake Dora Basin | 32.2 | Not provided | Not provided | Florida Legislature | Not provided | N/A | Not provided | 28.8058660131528 | -81.7372092051597
62 | OKLA | City of Mount Dora | N/A | DORA41 | StormTech Chambers at East side of Highland and Liberty St. | City of Mount Dora at intersection of Highland and Liberty St.'s (east side). Installed Stormtech chambers (infiltration system) to reduce TP loading in stormwater through filtering. | LID- Other | Completed | Not provided | Prior to 2014 | N/A | Not provided | Lake Dora Basin | Not provided | Not provided | Not provided | City of Mount Dora | Not provided | N/A | Not provided | 28.7942003187182 | -81.6361399543682
63 | OKLA | FDOT District 5 | N/A | DORA09 | SR 19 in Tavares-System 1 | State Road 19 from 1.9 Miles South of US 441 to US 441 - System 1 (Basins 1-4). Wet detention pond. | Wet Detention Pond | Completed | 1996 | Prior to 2007 | N/A | 2.02 | Lake Dora Basin | 86.23 | Not provided | Not provided | Florida Legislature | Not provided | N/A | Not provided | 28.789539 | -81.746114
64 | OKLA | FDOT District 5 | N/A | DORA05 | SR 500/US 441 – Basins 300 A,B,C,D | US 441 from Lake Eustis Drive to CR 44B - Basin 300A, B, C, and D. Lakes Saunders and Woodward. | On-line Retention BMPs | Completed | 2003 | 2007 | N/A | 10.51 | Lake Dora Basin | 10.96 | Not provided | Not provided | Florida Legislature | Not provided | N/A | Not provided | 28.8233333339192 | -81.689722
65 | OKLA | FDOT District 5 | N/A | DORA04 | SR 500 US 441 – Basin 300A | US 441 from Lake Eustis Drive to CR 44B Basin 300A. Exfiltration trench. No increase in TP with road improvement. | Exfiltration Trench | Completed | 2003 | 2007 | N/A | 3.04 | Lake Dora Basin | 2.52 | Not provided | Not provided | Florida Legislature | Not provided | N/A | Not provided | 28.823333 | -81.690278
66 | OKLA | City of Mount Dora | N/A | DORA20 | Nutrient Separating Baffle Box Retrofit | Nutrient separating baffle box retrofit into existing junction box at stormwater discharge into Lake Gertrude to removes trash and organic debris. Project determined to not be within the basin- 0 reductions from project. | Baffle Boxes- Second Generation | Completed | Not provided | 2009 | N/A | 0 | Outside of the Lake Dora Basin | 2.5 | 7400 | Not provided | City of Mount Dora | $7,400 | N/A | Not provided | 28.808825491945 | -81.6561787798191
67 | OKLA | City of Mount Dora | N/A | MTDORA02 | Education Outreach | Education outreach meeting requirements of MS4 permit. | Education Efforts | Ongoing | Not provided | N/A | N/A | 4.2 | Lake Dora Basin | N/A | Not provided | Not provided | City of Mount Dora | Not provided | N/A | Not provided | 28.7860656056451 | -81.6837784277202
68 | OKLA | City of Mount Dora | N/A | MTDORA01 | Street Sweeping | Contract city-wide street sweeping program utilizing a mechanical sweeper. Removes debris from streets. Benchmark frequency is entire city swept 15 times per year with a performance goal of 1500+ cubic yards of debris collected annually. | Street Sweeping | Ongoing | Not provided | N/A | N/A | 684.5 | Lake Dora Basin | N/A | N/A | 50578 | City of Mount Dora | Not provided | N/A | Not provided | TBD | TBD
69 | OKLA | Orange County | Orange County Parks Department | ORANGE08 | Orange County Parks Total Phosphorus Fertilizer Reduction | Parks including Trimble, Roosevelt, Nichols, Magnolia Park, Chapin Station, Winter Garden Station, and County Line Station. OCEPD and Parks Department agreed to reduce the use of phosphorus fertilizers | Fertilizer Reduction | Completed | 2005 | 2005 | N/A | Not provided | Upper Ocklawaha Basin | Not provided | N/A | N/A | Not provided | Not provided | Not provided | Not provided | TBD | TBD
70 | OKLA | FDOT District 5 | N/A | DOT01-DORA | FDOT Street Sweeping (E5Q71 Contract No) | Removal of debris and sediment from state maintained roadways. | Street Sweeping | Ongoing | 2014 | N/A | 49.7 | 31.9 | Lake Dora Basin | N/A | Not provided | Not provided | Florida Legislature | Not provided | N/A | Not provided | 28.7908008264112 | -81.7133105166068
71 | OKLA | FDACS | Agricultural Producers | NUTRIENT09 | Silviculture Best Management Practices Implementation and Compliance | Best Management Practices for silviculture applied to industrial, public, and private lands. Silviculture BMP implementation and compliance. | Agricultural BMPs | Ongoing | 2004 | N/A | N/A | N/A | Upper Ocklawaha Basin | N/A | N/A | N/A | N/A | N/A | N/A | Not provided | TBD | TBD
72 | OKLA | FDACS | Agricultural Producers | NUTRIENT13 | BMP Manual Development - Dairy | Development and rule adoption of manual that addresses BMPs for fruit and nut production. | Agricultural BMPs | Completed | 2016 | 2016 | N/A | N/A | Upper Ocklawaha Basin | N/A | N/A | N/A | N/A | N/A | N/A | Not provided | TBD | TBD
73 | OKLA | FDACS | Agricultural Producers | NUTRIENT14 | BMP Manual Revision - Cow/calf | Revision and adoption of a manual that addresses best management practices for cow. | Agricultural BMPs | Completed | 2006 | 2016 | N/A | N/A | Upper Ocklawaha Basin | N/A | N/A | N/A | N/A | N/A | N/A | Not provided | TBD | TBD
74 | OKLA | FDACS | Agricultural Producers | NUTRIENT15 | BMP Manual Revision - Equine | Revision and adoption of a manual that addresses best management practices for horse management. Management of agricultural runoff reduces nutrient loadings. | Agricultural BMPs | Completed | 2006 | 2016 | N/A | N/A | Upper Ocklawaha Basin | N/A | N/A | N/A | N/A | N/A | N/A | Not provided | TBD | TBD
75 | OKLA | FDACS | Agricultural Producers | NUTRIENT16 | BMP Manual Revision - Container Grown Plants | Revision and adoption of a manual that addresses best management practices for container grown plants. Management of agricultural runoff reduces nutrient loadings. | Agricultural BMPs | Completed | 2014 | 2016 | N/A | N/A | Upper Ocklawaha Basin | N/A | N/A | N/A | N/A | N/A | N/A | Not provided | TBD | TBD
76 | OKLA | FDACS | Agricultural Producers | NUTRIENT17 | BMP Manual Revision - Vegetable and Agronomic Crop | Revision and adoption of a manual that addresses best management practices for vegetable and agronomic crops. Management of agricultural runoff reduces nutrient loadings. | Agricultural BMPs | Completed | 2015 | 2016 | N/A | N/A | Upper Ocklawaha Basin | N/A | N/A | N/A | N/A | N/A | N/A | Not provided | TBD | TBD
77 | OKLA | FDACS | Agricultural Producers | NUTRIENT18 | BMP Manual Revision - Sod | Revision and adoption of a manual that addresses best management practices for sod operations. Reduce nutrient loadings in runoff from agricultural operations. | Agricultural BMPs | Completed | 2006 | 2016 | N/A | N/A | Upper Ocklawaha Basin | N/A | N/A | N/A | N/A | N/A | N/A | Not provided | TBD | TBD
78 | OKLA | FDOT District 5 | N/A | LAP16 | SR-50 – Basin I | SR-50 from West of Hancock Road to East of Turnpike -Basin I. Dry Detention Pond. No increase in TP load with road improvement. | Dry Detention Pond | Completed | Not provided | Prior to 2007 | N/A | 0.02 | Lake Apopka Basin | 37.93 | Not provided | Not provided | Florida Legislature | Not provided | N/A | Not provided | 28.5488000005433 | -81.6385999999867
79 | OKLA | FDACS | Agricultural Producers | NUTRIENT20 | BMP Implementation and Verification | Enrollment and verification of BMPs by agricultural producers. Acres treated based on FDACS OAWP December 2019 Enrollment and FSAID VI. | Agricultural BMPs | Ongoing | N/A | N/A | N/A | N/A | Upper Ocklawaha Basin | 17230.0793 | N/A | N/A | FDACS | TBD | N/A | Not provided | Not provided | Not provided
1423 | LSJT | City of Jacksonville | N/A | COJ-007 | Illicit Water Discharge | CARE-initiated inspection. See COJ-138 for ongoing activity. | FIB- Stormwater | Completed | Not provided | 2009 | N/A | N/A | Newcastle Creek/ Hogan Creek/ Butcher Pen Creek/ Miller Creek/ Miramar Creek/ Big Fishweir Creek/ Deer Creek/ Terrapin Creek/ Goodbys Creek/ Open Creek | N/A | 11660 | N/A | COJ | Not provided | Not provided | Not provided | 30.3023686849 | -81.6284525957
1424 | LSJT | City of Neptune Beach | N/A | NB-020 | 1st St. Lift Station Renovation | Upgrade and rehabilitate existing station valves. | FIB- Sanitary Sewer | Completed | Not provided | Prior to 2010 | N/A | N/A | Hopkins Creek | N/A | 3500 | N/A | Neptune Beach | Not provided | Not provided | Not provided | 30.32268371 | -81.39585435
115 | OKLA | Town of Lady Lake | N/A | LADYL01 | Lady Lake NPDES Permit Education and Outreach | Lady Lake contracts services for public education and participation program serving residents Lady Lake. This is a requirement of Phase II MS4 permit. Potential for increasing community participation in BMPs that protect water resources. | Education Efforts | Ongoing | Not provided | N/A | N/A | N/A | Lake Griffin Basin | N/A | Not provided | 7500 | Town of Lady Lake | Not provided | N/A | Not provided | TBD | TBD
116 | OKLA | SJRWMD | DEP | LAP06 | North Shore Restoration Area | Apopka North Shore wetland habitat restoration. Approved revision from USFWS enhancing water management options. Evaluating projects to optimize pump utilization and water movement on the North Shore to further reduce loading to Lake. | Wetland Restoration | Completed | 1998 | Prior to 2007 | N/A | 99960 | Lake Apopka Basin | 14000 | 103895000 | Not provided | SJRWMD/ DEP Florida Legislature Appropriation | SJRWMD – $103,805,000/ DEP Florida Legislature Appropriation– $90,000 | N/A | Not provided | 28.6978700005627 | -81.6200199999826
117 | OKLA | SJRWMD | LCWA/ Lake County/ EPA/ Central Florida Beltway Trust Fund Mitigation | LAP05 | Lake Apopka Constructed Marsh Flow-way Phase 1 | Treatment wetland on shore of Lake Apopka to improve lake. Project shut-down for year 2020 for regrading and maintenance; scheduled to resume operation in Aug 2021. | Constructed Wetland Treatment | Completed | 2003 | Prior to 2007 | 0 | 0 | Lake Apopka Basin | 31000 | 3900000 | 300000 | SJRWMD SWIM Florida Legislature Appropriation/ Ad Valorem/ Central Florida Beltway Trust Fund/ Mitigation/ Lake County/ LCWA/ EPA | Not provided | N/A | Not provided | 28.6760118854754 | -81.6940002039893
118 | OKLA | SJRWMD | N/A | HAR03 | Harris Bayou Conveyance Project | Harris Conservation Area. Establish water flow connection to Lake Griffin. After connection established, TP discharges from Project HAR02 go to Lake Griffin, instead of Lake Harris. Modification of hydrodynamics to accommodate higher flows of water. | Hydrologic Restoration | Completed | 2003 | 2008 | N/A | N/A | Lake Harris Basin | N/A | 5000000 | N/A | Ad Valorem/ Florida Legislature | Not provided | N/A | Not provided | 28.8212092835949 | -81.8230877686476
119 | OKLA | SJRWMD | DEP | LAP53 | Storm Water Nutrient Loading Assessment of Lake Apopka Tributaries | SJRWMD Contract 31869. Storm event monitoring of tributaries on Lake Apopka southshore, includes project concept development for phosphorus load reductions. Implementation of projects via future cost-share or Florida Legislature appropriations | Study | Completed | 2017 | 2018 | N/A | N/A | Lake Apopka Basin | N/A | 124951 | N/A | DEP/ Florida Legislature Appropriation | Not provided | N/A | Not provided | 28.5838878936505 | -81.5840926940943
120 | OKLA | Orange County | N/A | ROB01 | Lake Roberts Sediment Inactivation | Lake Roberts targeted in-lake surface water treatment and sediment inactivation. | In Waterbody - Alum Injection System | Canceled | N/A | N/A | N/A | N/A | Lake Roberts Basin | N/A | N/A | N/A | N/A | N/A | N/A | N/A | N/A | N/A
121 | OKLA | Orange County | N/A | ORANGE09-DORA | Educational Efforts | Education efforts in unincorporated Orange County Lake Dora Basin. | Education Efforts | Ongoing | Not provided | N/A | N/A | 0.9 | Upper Ocklawaha Basin | N/A | Not provided | Not provided | General Fund OCBCC | Not provided | N/A | Not provided | 28.7942612543057 | -81.6656901060684
122 | OKLA | SJRWMD | N/A | LAP07 | With-in Lake Habitat Restoration | Planting wetland littoral vegetation in Lake Apopka and trees along the north shore to help improve fishery, replace damaged/diseased rookery trees, improve lake water quality, to reduce nutrient levels, stabilize bottom sediments and reduce TSS. | Creating/ Enhancing Living Shoreline | Completed | 1993 | 2012 | N/A | Not provided | Lake Apopka Basin | 20 | Not provided | Not provided | SJRWMD Ad Valorem | Not provided | Not provided | Not provided | 28.6707124561345 | -81.656203208779
123 | OKLA | FDOT District 5 | N/A | DOT02-CARL | FDOT Swale Maintenance | Removal of debris and sediment from state maintained roadways | BMP Cleanout | Ongoing | 2016 | N/A | 3.11 | 0.47 | Lake Carlton Basin | N/A | Not provided | Not provided | Florida Legislature | Not provided | N/A | Not provided | 28.7546696427972 | -81.6240214278749
124 | OKLA | FDOT District 5 | N/A | LAP31 | SR 50 – Basin 2 (L-7) | SR 50 From West of Avalon Road to SR429 (410983-1) - Basin 2 (L-7). Wet detention pond. No increase in TP load with road improvement. | Wet Detention Pond | Completed | Not provided | Prior to 2014 | N/A | 16.11 | Lake Apopka Basin | 25.4 | Not provided | Not provided | Florida Legislature | Not provided | N/A | Not provided | 28.5479741984585 | -81.5961610143144
125 | OKLA | FDOT District 5 | N/A | LAP32 | SR 50 – Basin 3 (M-10/11) | SR 50 From West of Avalon Road to SR429 (410983-1) - Basin 3 (M-10/11). Wet detention pond. No increase in TP load with road improvement. | Wet Detention Pond | Completed | Not provided | Prior to 2014 | N/A | 27.05 | Lake Apopka Basin | 37.87 | Not provided | Not provided | Florida Legislature | Not provided | N/A | Not provided | 28.5502288556032 | -81.5741130204392
126 | OKLA | FDOT District 5 | N/A | LAP33 | SR 50 – Basin 4 (N-2) | SR 50 From West of Avalon Road to SR429 (410983-1) - Basin 4 (N-2). Wet detention pond. No increase in TP load with road improvement. | Wet Detention Pond | Completed | Not provided | Prior to 2014 | N/A | 2.31 | Lake Apopka Basin | 11.23 | Not provided | Not provided | Florida Legislature | Not provided | N/A | Not provided | 28.5499784149663 | -81.5596806521498
127 | OKLA | FDOT District 5 | N/A | LAP36 | FM:239535-2 | State Road 50. Add lanes from east ramps of Turnpike to Avalon Road, and wet detention ponds A and B providing treatment for runoff from existing and proposed pavement. | Wet Detention Pond | Completed | Not provided | Prior to 2014 | N/A | 7.25 | Lake Apopka Basin | 10.9 | Not provided | Not provided | Florida Legislature | Not provided | N/A | Not provided | 28.5526056979809 | -81.6197823275356
128 | OKLA | FDOT District 5 | N/A | LAP37 | FM: 409870-1 | Add lanes from U.S. Highway 441 to State Road 44, dry retention pond 100, and wet detention pond 200 providing treatment for runoff generated from existing and new pavement. | BMP Treatment Train | Canceled | Not provided | Not provided | N/A | N/A | Lake Apopka Basin | N/A | Not provided | Not provided | Florida Legislature | Not provided | N/A | Not provided | N/A | N/A
129 | OKLA | FDOT District 5 | N/A | DOT01-LAP | FDOT Street Sweeping (E5Q71 Contract No) | Removal of debris and sediment from state maintained roadways (US 27, US 441, SR 44, SR 19, SR 50). | Street Sweeping | Ongoing | 2014 | N/A | 82.2 | 52.8 | Lake Apopka Basin | N/A | Not provided | Not provided | Florida Legislature | Not provided | N/A | Not provided | 28.6884153729689 | -81.5413467980306
803 | LSJM | JEA Aggregate | JEA | JEA-16 | JEA Buckman FL0026000 | Complete process improvements. | WWTF Nutrient Reduction | Completed | 2011 | 2013 | 420603 | N/A | Marine | N/A | 12202000 | 100000 | JEA | $12,202,000 | N/A | Not provided | 30.402 | -81.629
804 | LSJM | Seminole Electric | Not provided | SE-01 | Seminole Electric Total | Selective catalytic reduction (SCR) upgrade. | Industrial Facility Upgrades | Completed | 2006 | 2010 | 13891 | N/A | Freshwater | N/A | 176000000 | N/A | Seminole Electric | N/A | N/A | 35845 | 29.572976 | -81.605011
805 | LSJM | City of Atlantic Beach | N/A | AB-10 | Atlantic Bch MS4 FLS000012 | Stormwater Master Plan: Identifies improvements for future capital projects. | Study | Completed | 2017 | 2018 | N/A | N/A | Marine | TBD | 190000 | N/A | City of Atlantic Beach | $190,000 | N/A | N/A | Not provided | Not provided
806 | LSJM | COJ/ FDOT MS4 | Not provided | COJ-055 | COJ MS4 FLS000012 | FDOT Fort George Inlet Bridge. | Wet Detention Pond | Completed | Not provided | Prior to 2008 | 13 | N/A | Marine | 18 | Not provided | Not provided | FDOT/ State Legislature | N/A | N/A | Not provided | Incompatible Point | Incompatible Point
807 | LSJM | COJ/ FDOT MS4 | Not provided | COJ-042 | COJ MS4 FLS000012 | LSJR upstream of Trout River. | Stormwater System Upgrade | Planned | N/A | 2023 | 5500 | N/A | Marine | 3141 | N/A | N/A | N/A | N/A | N/A | Not provided | 30.4372617133 | -81.7516156636
808 | LSJM | COJ/ FDOT MS4 | Not provided | COJ-041 | COJ MS4 FLS000012 | Lamoya roadway project. | Wet Detention Pond | Completed | Not provided | Prior to 2008 | 0 | N/A | Marine | 17 | Not provided | 0 | Not provided | Not provided | N/A | Not provided | 30.2570737183 | -81.7386805029
810 | LSJM | COJ/ FDOT MS4 | Not provided | COJ-039 | COJ MS4 FLS000012 | Cahoon Rd., Phase I. | Wet Detention Pond | Completed | Not provided | Prior to 2008 | 44 | N/A | Marine | 23 | Not provided | 952 | Not provided | Not provided | N/A | Not provided | 30.3155271867 | -81.7833199687
811 | LSJM | COJ/ FDOT MS4 | Not provided | COJ-038 | COJ MS4 FLS000012 | Lenox (Lane to Normandy). | Wet Detention Pond | Completed | Not provided | Prior to 2008 | 66 | N/A | Marine | 47 | Not provided | 4266 | Not provided | Not provided | N/A | Not provided | 30.3038916949 | -81.7585717986
812 | LSJM | City of Atlantic Beach | Not provided | AB-01 | Buccaneer WWTP FL0023248 | Complete upgrade to sequencing batch reactor. | WWTF Upgrade | Completed | 1998 | 1998 | 21967 | N/A | Marine | N/A | 374131 | Not provided | Not provided | Not provided | N/A | N/A | Not provided | Not provided
813 | LSJM | City of Atlantic Beach | Not provided | AB-02 | Main WWTP FL0038776 | Upgrade to biological nutrient removal and flow transfer from Buccaneer WWTF. | WWTF Upgrade | Completed | 2010 | 2013 | 48661 | N/A | Marine | N/A | 9000000 | N/A | DEP SRF Loan/ SJRWMD grant | DEP - $8,000,000/ SJRWMD - $1,000,000 | Not provided | Not provided | Not provided | Not provided
858 | LSJM | COJ/ FDOT MS4 | Not provided | COJ-078 | COJ MS4 FLS000012 | FDOT Wonderwood Connector Segment 1 from Girvin to Sandcastle. | Wet Detention Pond | Completed | Not provided | Prior to 2008 | 42 | N/A | Marine | 70 | Not provided | Not provided | FDOT/ State Legislature | N/A | N/A | Not provided | 30.3604762468 | -81.446428549
859 | LSJM | COJ/ FDOT MS4 | Not provided | COJ-070 | COJ MS4 FLS000012 | FDOT new JTB/9A interchange. | Dry Detention Pond | Completed | Not provided | Prior to 2008 | 972 | N/A | Marine | 339 | Not provided | Not provided | FDOT/ State Legislature | N/A | N/A | Not provided | 30.2552711859 | -81.5157700214
860 | LSJM | COJ/ FDOT MS4 | Not provided | COJ-076 | COJ MS4 FLS000012 | FDOT I-295/I-95/9A interchange. | Wet Detention Pond | Completed | Not provided | Prior to 2008 | 440 | N/A | Marine | 580 | Not provided | Not provided | FDOT/ State Legislature | N/A | N/A | Not provided | 30.4570374071 | -81.6433019243
861 | LSJM | COJ/ FDOT MS4 | Not provided | COJ-075 | COJ MS4 FLS000012 | FDOT 9A from south of Atlantic to Beach Blvd. | Wet Detention Pond | Completed | Not provided | Prior to 2008 | 99 | N/A | Marine | 124 | Not provided | Not provided | FDOT/ State Legislature | N/A | N/A | Not provided | 30.3054542494 | -81.5225952098
1422 | LSJT | City of Jacksonville | N/A | COJ-022 | 7th & Ionia | Standing water at curbing. | FIB- Stormwater | Completed | Not provided | 2011 | N/A | N/A | Hogan Creek | Not provided | Not provided | Not provided | COJ | Not provided | Not provided | Not provided | 30.3432112642 | -81.6621566351
670 | LSJM | COJ/ FDOT MS4 | Not provided | COJ-086 | COJ MS4 FLS000012 | FDOT SR 115/ 8th St. project. | Wet Detention Pond | Completed | Not provided | Prior to 2008 | 24 | N/A | Marine | 31 | Not provided | Not provided | FDOT/ State Legislature | N/A | N/A | Not provided | 30.3457497809 | -81.6374860551
671 | LSJM | City of Green Cove Springs MS4 | Not provided | GCS-05 | GCS MS4 FLR04E103 | Green Cove Springs Industrial Park. | Wet Detention Pond | Completed | Not provided | Prior to 2008 | 128 | 68 | Freshwater | 91.6 | Not provided | Not provided | Not provided | Not provided | N/A | Not provided | Not provided | Not provided
1169 | LSJT | City of Jacksonville | N/A | COJ-224 | Hugh Edwards Drainage (Main Stem COJ-043a) | Wet detention pond. | FIB- Stormwater | Canceled | Not provided | 2011 | N/A | N/A | Williamson Creek | Not provided | 140000 | Not provided | COJ | Not provided | Not provided | Not provided | 30.2702786609 | -81.753510657
1170 | LSJT | City of Jacksonville | N/A | COJ-225 | 6700 Jack Horner Lane | Drainage improvement. | FIB- Stormwater | Completed | Not provided | 2011 | N/A | N/A | Williamson Creek | Not provided | 48853 | Not provided | COJ | Not provided | Not provided | Not provided | 30.2702786609 | -81.753510657
1171 | LSJT | City of Jacksonville | N/A | COJ-226 | RSF MSMP | RSF with MAPs and channel lining. | FIB- Stormwater | Planned | Not provided | TBD | N/A | N/A | Fishing Creek | Not provided | 1812527 | Not provided | COJ | Not provided | Not provided | Not provided | 30.2432516309 | -81.7494932725
1300 | LSJT | City of Jacksonville | N/A | COJ-170 | Pump Station Inspections | Inspect pump stations near surface waters to ensure they are functioning properly and report status in first annual report. | FIB- Sanitary Sewer | Ongoing | Not provided | N/A | N/A | N/A | McCoy Creek | N/A | Not provided | N/A | COJ | Not provided | Not provided | Not provided | 30.3289802571 | -81.6991135181
968 | HILL | Hillsborough County | N/A | HC-011 | Source Identification Follow Up | Assist DEP in following up on source identification results that indicate a human source. | FIB- Source Identification Activities | Ongoing | 2014 | N/A | N/A | N/A | Throughout Hillsborough County | N/A | Not provided | Not provided | Hillsborough County | Not provided | N/A | Not provided | Not provided | Not provided
82 | OKLA | FDACS | Agricultural Producers | NUTRIENT11 | BMP Manual Development - Specialty Fruit and Nut | Development and rule adoption of manual that addresses BMPs for fruit and nut production. Management of agricultural runoff reduces nutrient loadings. | Agricultural BMPs | Completed | 2011 | 2011 | N/A | N/A | Upper Ocklawaha Basin | N/A | N/A | N/A | N/A | N/A | N/A | Not provided | TBD | TBD
83 | OKLA | FDACS | Agricultural Producers | NUTRIENT12 | BMP Manual Development - Statewide Citrus | Development and rule adoption of manual that addresses BMPs for citrus. Management of agricultural runoff reduces nutrient loadings. | Agricultural BMPs | Completed | 2013 | 2013 | N/A | N/A | Upper Ocklawaha Basin | N/A | N/A | N/A | N/A | N/A | N/A | Not provided | TBD | TBD
84 | OKLA | FDACS | Agricultural Producers | NUTRIENT01 | Ridge Citrus BMP Implementation and Compliance | Replaced with statewide citrus manual. | Agricultural BMPs | Canceled | N/A | N/A | N/A | N/A | Upper Ocklawaha Basin | N/A | N/A | N/A | N/A | N/A | N/A | Not provided | N/A | N/A
85 | OKLA | FDOT District 5 | N/A | LAP14 | SR-50 – Basin G | SR-50 from West of Hancock Road to East of Turnpike -Basin G. Wet Pond Detention. | Wet Detention Pond | Completed | Not provided | Prior to 2007 | N/A | 2.8 | Lake Apopka Basin | 15.09 | Not provided | Not provided | Florida Legislature | Not provided | N/A | Not provided | 28.5467000005437 | -81.6580999999875
86 | OKLA | Orange County | SJRWMD/ OCEPD | ORANGE06 | WAV Program Support | Watershed Action Volunteers (WAV) program is a public education and participation program for residents of Orange County. Part of MS4 Phase I public education requirement. | Education Efforts | Ongoing | Not provided | N/A | N/A | N/A | Upper Ocklawaha Basin | N/A | 24500 | Not provided | General Fund/ OCBOCC/ SJRWMD | SJRWMD – $12,500/ OCEPD – $12,000 | N/A | Not provided | TBD | TBD
87 | OKLA | FDACS | Agricultural Producers | NUTRIENT19 | Sod Farm Operations | Reduce nutrient loadings from sod farm operations. | Agricultural BMPs | Ongoing | 2016 | N/A | N/A | N/A | Upper Ocklawaha Basin | N/A | N/A | N/A | N/A | N/A | N/A | Not provided | TBD | TBD
88 | OKLA | City of Winter Garden | SJRWMD/ DEP | LAP49 | Stormwater Capture and Reuse and Recharge | The berming of 2-direct discharge canals to Lake Apopka and treat the stormwater to reuse standards to be put into the distribution system. Project also includes a recharge of the aquifer with reclaimed water. | Stormwater Reuse | Completed | 2018 | 2018 | TBD | TBD | Lake Apopka Basin | 980 | 3360000 | Not provided | City of Winter Garden/ DEP/ SJRWMD | City of Winter Garden – $1,860,000/ DEP – $750,000/ SJRWMD – $750,000 | 28432 | Not provided | 28.5661907121587 | -81.5836134293135
1226 | LSJT | City of Atlantic Beach | N/A | AB-082 | Pump Station Inspections and Maintenance | Construct new master lift station to WWTP #1, 1100 Sandpiper Lane. | FIB- Sanitary Sewer | Completed | Not provided | Prior to 2010 | N/A | N/A | Sherman Creek | N/A | 676500 | N/A | Atlantic Beach | Not provided | Not provided | Not provided | Not provided | Not provided
1227 | LSJT | City of Jacksonville | N/A | COJ-277 | 5134 Ricker | Storm sewer. | FIB- Stormwater | Completed | Not provided | 2014 | N/A | N/A | Fishing Creek | Not provided | 7158 | N/A | COJ | Not provided | Not provided | Not provided | 30.2432516309 | -81.7494932725
1228 | LSJT | City of Jacksonville | N/A | COJ-207 | La Villa Brooklyn (Broward Rd. at Smith Rd.) (Main Stem COJ-042e) | Implement flood control project and compensatory treatment for new downtown library. | FIB- Stormwater | Completed | Not provided | 2011 | N/A | N/A | Lower Trout River | Not provided | 2750000 | N/A | COJ | Not provided | Not provided | Not provided | 30.4118618562 | -81.6806942495
1229 | LSJT | City of Jacksonville | N/A | COJ-275 | 4631 Benlocke Rd. | Storm sewer replacement. | FIB- Stormwater | Completed | 2014 | 2014 | N/A | N/A | Fishing Creek | N/A | 25635 | N/A | COJ | $22,060 | Not provided | Not provided | 30.2432516309 | -81.7494932725
218 | OKLA | City of Mount Dora | LCWA | DORA28 | Nutrient Separating Baffle Box at 4th Ave. and Donnelly St. | Installed Suntree 2nd generation NSBB at 4th Ave. and Donnelly St. System removes sand and debris from stormwater runoff before entering Lake Dora. | Baffle Boxes- Second Generation | Completed | Not provided | Prior to 2014 | N/A | 2 | Lake Dora Basin | 25 | 88100 | Not provided | City of Mount Dora/ LCWA | City of Mount Dora – $44,050/ LCWA – $44,050 | N/A | Not provided | 28.7996195531726 | -81.6447122254311
219 | OKLA | Lake County | Not provided | PAL24 | Lake Winona | WQI project -water monitoring, education, removal of invasive species, and re-vegetation. Background and ongoing water monitoring, survey, and individual permits issued. | Education Efforts | Completed | Not provided | N/A | N/A | N/A | Palatlakaha River Basin | N/A | Not provided | 6000 | General Revenue/ Grant | Not provided | N/A | Not provided | 28.5468284517134 | -81.7678778982332
220 | OKLA | Lake County | N/A | LC02 | Lake County Shoreline Protection Guide | Education outreach information provided on an ongoing basis through Adopt-a-Lake and Lake County Stormwater program outreach. | Regulations, Ordinances, and Guidelines | Ongoing | 2000 | N/A | N/A | N/A | Upper Ocklawaha Basin | N/A | Not provided | Not provided | Lake County | Not provided | N/A | Not provided | TBD | TBD
221 | OKLA | Lake County | N/A | PAL17 | Elbert St. and Virginia St. Swale | Swale and swale blocks added. Project will provide capture of runoff and enhanced infiltration. Elbert St. (Lake Minnehaha) and Virginia St. (Lake Minneola) in Clermont. | Grass swales with swale blocks or raised culverts | Completed | Not provided | 2008 | N/A | Not provided | Palatlakaha River Basin | Not provided | 100000 | Not provided | Lake County Stormwater Assessment | Not provided | N/A | Not provided | 28.521798623031 | -81.7792512597098
222 | OKLA | Lake County | N/A | PAL16 | Lakeshore Drive Clermont Retrofit | Exfiltration system constructed. Required recontouring of ditches and reworking of road shoulder. Project provides for capture of runoff and enhanced infiltration. | Exfiltration Trench | Completed | Not provided | 2005 | N/A | Not provided | Palatlakaha River Basin | Not provided | 180000 | Not provided | Lake County Stormwater Assessment | Not provided | N/A | Not provided | 28.526176742542 | -81.7450455637867
223 | OKLA | Lake County | Not provided | PAL15 | Lake Minneola Shores Ditch Reconstruction | Ditches in Minneola Shores (CR561A) were recontoured, had paved bottoms removed, and ditch blocks were added. Project provides for capture of runoff and enhanced infiltration. | Hydrologic Restoration | Completed | Not provided | 2004 | N/A | N/A | Palatlakaha River Basin | N/A | 200000 | N/A | Lake County Stormwater Assessment | Not provided | Not provided | Not provided | 28.5846670205413 | -81.7789705663683
214 | OKLA | Lake County | City of Eustis | TROUT06 | Getford Road Stormwater Park | Trout Lake Basin. Lake County stormwater master plan implementation. Joint project between Lake County and the City of Eustis. Construction of a stormwater pond with passive park features. | Regional Stormwater Treatment | Completed | 2009 | 2010 | N/A | 142.6 | Trout Lake Basin | 339 | 2900000 | Not provided | Lake County Stormwater Assessment/ City of Eustis | Not provided | N/A | Not provided | 28.8653200000776 | -81.6627200000051
215 | OKLA | Lake County | N/A | TROUT05 | Trout Lake Basin Study | Basin study of Trout Lake basin. Basin drainage evaluation, per county's stormwater program. Precursor to stormwater retrofit and restoration activities. Study is a continuation of Lake Eustis Basin study. | Study | Completed | Not provided | 2008 | N/A | N/A | Trout Lake Basin | N/A | 130000 | N/A | Lake County Stormwater Assessment | Not provided | N/A | Not provided | 28.8661854471388 | -81.6824592282944
216 | OKLA | Lake County | N/A | LC09-PAL | Catch Basin and Pipe Cleaning | Removal of sediments and nutrients from roadside catch basins and stormwater pipes. | BMP Cleanout | Ongoing | 2015 | N/A | 13 | 8 | Palatlakaha River Basin | N/A | N/A | 35000 | Lake County | Not provided | N/A | Not provided | TBD | TBD
217 | OKLA | Lake County | N/A | LC05-PAL | Support of Adopt-a-Lake Program | Adopt-a-Lake Countywide Program is an outreach program to residents of Lake County that enhances knowledge and awareness of stormwater management. Part of MS4 Phase II public education requirement. Replaces WAV Program. | Education Efforts | Ongoing | 2001 | N/A | N/A | 53.2 | Palatlakaha River Basin | N/A | Not provided | 12000 | Lake County | Not provided | N/A | Not provided | TBD | TBD
773 | LSJM | Georgia-Pacific | N/A | GP-01 | Georgia-Pacific | Complete process improvements. | WWTF Nutrient Reduction | Completed | 2000 | Prior to 2008 | 202941 | 67525 | Freshwater | N/A | Not provided | Not provided | Georgia-Pacific | Not provided | N/A | N/A | 29.682026 | -81.679907
794 | LSJM | Town of Orange Park WWTF | Not provided | OP-03 | Ash Street WWTF FL0023922 | Phase 3 improvements. | WWTF Upgrade | Canceled | N/A | 2012 | N/A | N/A | Marine | N/A | N/A | N/A | N/A | N/A | N/A | N/A | 30.1828428291247 | -81.7103359760535
795 | LSJM | Town of Orange Park WWTF | Not provided | OP-02 | Ash Street WWTF FL0023922 | Phase 2 improvements. | WWTF Upgrade | Completed | 2010 | 2011 | 15272 | N/A | Marine | N/A | 2090000 | 806059 | N/A | N/A | N/A | Not provided | 30.1828428291247 | -81.7103359760535
796 | LSJM | Town of Orange Park WWTF | Not provided | OP-01 | Ash Street WWTF FL0023922 | Phase 1 improvements. | WWTF Upgrade | Completed | 2007 | 2010 | 35097 | N/A | Marine | N/A | 8042428 | N/A | DEP/ SJRWMD | DEP -$924,164/ SJRWMD - $627,286 | S0099 | S26555 | 30.1828428291247 | -81.7103359760535
797 | LSJM | City of Neptune Beach WWTF | N/A | NB-05 | Neptune Beach WWTF FL0020427 | WWTP package plant modification. | WWTF Nutrient Reduction | Completed | 2015 | 2017 | N/A | N/A | Marine | N/A | Not provided | Not provided | Not provided | Not provided | N/A | N/A | 30.31556631 | -81.42011762
798 | LSJM | City of Neptune Beach MS4 | Not provided | NB-04 | Neptune Beach MS4 | Annual street sweeping program of streets with curb and gutter (June 1, 2015 to May 31, 2016). | Street Sweeping | Ongoing | 2008 | N/A | 460 | N/A | Marine | N/A | Not provided | Not provided | Not provided | Not provided | N/A | N/A | 30.31525604 | -81.39883161
799 | LSJM | City of Neptune Beach MS4 | Not provided | NB-03 | Neptune Beach MS4 | Public Education: web site, yearly newsletter, FOG program, inspection program, pet waste ordinance, fertilizer ordinance, irrigation ordinance. | Education Efforts | Ongoing | 2010 | N/A | 73 | N/A | Marine | N/A | Not provided | Not provided | Not provided | Not provided | N/A | N/A | 30.31525604 | -81.39883161
800 | LSJM | City of Neptune Beach MS4 | Seminole Electric | NB-02 | Neptune Beach MS4 | Atmospheric deposition load reduction – Seminole Electric SCR upgrade. | Industrial Facility Upgrades | Completed | 2006 | 2010 | 103 | N/A | Marine | N/A | 176000000 | N/A | Not provided | Not provided | N/A | N/A | 29.732888 | -81.632458
801 | LSJM | City of Neptune Beach WWTF | SJRWMD | NB-01 | Neptune Beach WWTF FL0020427 | Complete process improvements. | WWTF Nutrient Reduction | Completed | 2008 | 2011 | 16108 | N/A | Marine | N/A | Not provided | Not provided | SJRWMD | $700,000 | N/A | N/A | 30.31556631 | -81.42011762
259 | OKLA | City of Clermont | LCWA/ DEP | PAL29 | Victory Pointe | Implementation of a treatment train to improve the quality of stormwater discharges to Lake Minneola from 68 Acres of downtown Clermont. Street sweeping, stormwater planters, nutrient separating baffle box, wet detention, and filter marsh. | Regional Stormwater Treatment | Completed | 2016 | 2018 | 185 | 47 | Palatlakaha River Basin | 62 | 10200000 | 10000 | City of Clermont/ DEP/ LCWA/ SJRWMD/ Florida Communities Trust/ Urban and Community Forestry/ State of Florida Division of Cultural Affairs | $6,000,000 | Not provided | Not provided | 28.5573796960313 | -81.7721829149039
260 | OKLA | City of Clermont | LCWA | PAL27 | Disston Ave. Stormwater Improvements | Disston Avenue stormwater improvements: Constructed 50 underground concrete chambers to treat stormwater discharges from 12 acres upstream of one outfall to Lake Minnehaha. | BMP Treatment Train | Completed | 2010 | 2011 | N/A | 8 | Palatlakaha River Basin | 11.62 | 442550 | Not provided | LCWA/ City of Clermont Stormwater Utility Fees | Not provided | N/A | Not provided | 28.5438964857108 | -81.7501395839848
261 | OKLA | City of Clermont | LCWA | PAL26 | Lake Winona Stormwater Improvements | Lake Avenue stormwater improvements: Added street sweeping and a nutrient separating baffle box followed by underground retention at one outfall, and a dry retention pond at another outfall to Lake Winona. | BMP Treatment Train | Completed | 2015 | 2016 | 10.5 | 1.8 | Palatlakaha River Basin | 25.59 | 512357 | Not provided | LCWA/ City of Clermont Stormwater Utility Fees | Not provided | N/A | Not provided | 28.5487611607796 | -81.7647956501363
262 | OKLA | City of Eustis | N/A | EUS36 | Woodward Ave. | Project will replace all damaged manholes sewer lines along this St. removing TN seepage upstream from Lake Eustis. | Sanitary Sewer and Wastewater Treatment Facility (WWTF) Maintenance | Underway | Not provided | 2021 | N/A | N/A | Lake Eustis Basin | N/A | Not provided | N/A | City of Eustis | Not provided | N/A | Not provided | 28.8473635356833 | -81.6923340989122
263 | OKLA | City of Eustis | N/A | EUSTIS01-YALE | Street Sweeping and Drainage Maintenance | City, FDOT and citizen groups sweep streets. Downtown Village streets are swept weekly (52 times/yr). Other streets are swept monthly. The performance benchmark shall be 1,110 miles of road swept with 1,587 cubic yards of material removed annually. | Street Sweeping | Ongoing | Not provided | N/A | N/A | 1.848 | Lake Yale Basin | N/A | N/A | 58737.75 | City of Eustis Stormwater Utility Fee | Not provided | N/A | Not provided | TBD | TBD
264 | OKLA | City of Mount Dora | LCWA | DORA26 | StormX Gross Pollutant Traps | City of Mount Dora-three locations StormX gross pollutant traps were installed at the discharge point of three stormwater pipelines. The traps are large heavy mesh bags that capture leaves, trash, debris and some sand. | Catch Basin Inserts/Inlet Filter Cleanout | Completed | 2012 | 2012 | N/A | 6 | Lake Dora Basin | Not provided | 19025 | Not provided | City of Mount Dora/ LCWA | City of Mount Dora – $9,51/ LCWA –$9,513 | N/A | Not provided | TBD | TBD
265 | OKLA | City of Mount Dora | LCWA | DORA25 | Nutrient Separating Baffle Box at 5th Ave. and Rossiter St. | Installed nutrient separating baffle box at corner of 5th Ave. and Rossiter St. to treat stormwater entering Lake Franklin. System includes upflow filter to remove dissolved nutrients. Public education sign with removal tally placed next to unit. | Baffle Boxes- Second Generation | Completed | 2012 | 2012 | N/A | 6 | Lake Dora Basin | 115 | 124168 | Not provided | City of Mount Dora/ LCWA | City of Mount Dora – $67,873/ LCWA –$56,295 | N/A | Not provided | 28.8004183676522 | -81.6320849286436
1301 | LSJT | City of Jacksonville Beach | N/A | JB-064 | Effluent Outfall Modifications | Repairs to effluent outfall at St. Johns River. | FIB- Sanitary Sewer | Completed | Not provided | 2018 | N/A | N/A | Hopkins Creek | N/A | 220031 | N/A | Jacksonville Beach | Not provided | Not provided | Not provided | 30.2988975933916 | -81.4023085128355
1202 | LSJT | City of Atlantic Beach | N/A | AB-037 | Stormwater Pump Station Maintenance | Routinely maintain Town Center pump station as required by MS4 permit. | FIB- Stormwater | Completed | Not provided | Prior to 2010 | N/A | N/A | Hopkins Creek | N/A | N/A | Not provided | Atlantic Beach | Not provided | Not provided | Not provided | Not provided | Not provided
1203 | LSJT | City of Jacksonville | N/A | COJ-121 | Outfall Ditch Vegetation Management | Herbicide spraying and litter removal. | FIB- Stormwater | Ongoing | Not provided | N/A | N/A | N/A | Hogan Creek/ Butcher Pen Creek/ Miramar Creek/ Big Fishweir Creek/ Goodbys Creek | N/A | 29829 | N/A | COJ | Not provided | Not provided | Not provided | 30.284859068 | -81.6510548236
1674 | LSJT | FDOT District 2 | N/A | FDOT-023 | Maintain FDOT Stormwater Systems | Clean drainage structures, replace/repair storm/cross/side drains, clean/reshape roadside ditches, clear/repair outfall ditches, mow, remove roadside litter, respond to citizen complaints, and sweep roadways. | FIB- Stormwater | Ongoing | Not provided | N/A | N/A | N/A | Craig Creek/ McCoy Creek/ Williamson Creek/ Fishing Creek/ Deep Bottom Creek/ Moncrief Creek/ Blockhouse Creek/ Hopkins Creek/ Cormorant Branch/ Wills Branch/ Sherman Creek/ Greenfield Creek/ Pottsburg Creek/ Middle Trout River/ Lower Trout River | N/A | N/A | 2750735 | Florida Legislature | Not provided | Not provided | Not provided | 30.3289802571 | -81.6991135181
1675 | LSJT | FDOT District 2 | COJ | FDOT-024 | Follow-up on Outstanding PICs | Follow-up on outstanding PICs. | FIB- Stormwater | Ongoing | Not provided | N/A | N/A | N/A | McCoy Creek/ Fishing Creek/ Moncrief Creek | N/A | N/A | 37605 | Florida Legislature/ COJ | Not provided | Not provided | Not provided | 30.3289802571 | -81.6991135181
1259 | LSJT | City of Jacksonville | N/A | COJ-075 | 5340 Royce Avenue | Pipe replacement. | FIB- Stormwater | Completed | Not provided | 2010 | N/A | N/A | Big Fishweir Creek | N/A | 63608 | N/A | COJ | Not provided | Not provided | Not provided | 30.3013411899 | -81.7259016105
1260 | LSJT | City of Jacksonville | N/A | COJ-076 | Poppy Dr. Paving Rehabilitation | Construction. | FIB- Stormwater | Completed | Not provided | 2010 | N/A | N/A | Big Fishweir Creek | Not provided | 58357 | N/A | COJ | Not provided | Not provided | Not provided | 30.3013411899 | -81.7259016105
1261 | LSJT | City of Jacksonville | N/A | COJ-077 | 1748 Harksheimer Avenue | Pipe replacement. | FIB- Stormwater | Completed | Not provided | 2010 | N/A | N/A | Big Fishweir Creek | N/A | 49225 | N/A | COJ | Not provided | Not provided | Not provided | 30.3013411899 | -81.7259016105
1262 | LSJT | City of Jacksonville | N/A | COJ-078 | Quan Dr. Drainage Outfall | Drainage outfall improvement. | FIB- Stormwater | Completed | Not provided | 2012 | N/A | N/A | Big Fishweir Creek | Not provided | 12482 | N/A | COJ | Not provided | Not provided | Not provided | 30.3013411899 | -81.7259016105
1801 | LSJT | JEA | N/A | JEA-023 | Walk the WBID Follow-up | Repaired lift station at Merimac Avenue as part of Walk the WBID follow-up. | FIB- Source Identification Activities | Completed | 2009 | 2009 | N/A | N/A | Big Fishweir Creek | N/A | N/A | N/A | JEA | N/A | N/A | N/A | 30.361598 | -81.582072
946 | LSJM | COJ/ FDOT MS4 | Not provided | COJ-052c | COJ MS4 FLS000012 | Scott Mill. | OSTDS Phase Out | Completed | 2011 | 2012 | 2565 | N/A | Marine | Not provided | Not provided | Not provided | Not provided | Not provided | N/A | Not provided | 30.1803793344 | -81.6366544766
947 | LSJM | COJ/ FDOT MS4 | Not provided | COJ-052e | COJ MS4 FLS000012 | Pernecia. | OSTDS Phase Out | Completed | 2011 | 2012 | 2779 | N/A | Marine | Not provided | Not provided | Not provided | Not provided | Not provided | N/A | Not provided | 30.2392473296 | -81.7362415419
993 | HILL | FDOH | EPCHC | FDOH-006 | Septic System Complaint Response | Respond to citizen complaints on sanitary sewer and septic system discharges. | FIB- OSTDS | Ongoing | Not provided | N/A | N/A | N/A | Blackwater Creek/ Lower Hillsborough River/ New River/ Spartman Branch/ Baker Creek/ Flint Creek | N/A | N/A | 1250 | EPCHC | Not provided | Not provided | Not provided | Not provided | Not provided
994 | HILL | EPCHC | Hillsborough County Public Works Department/ SWFWMD | EPCHC-009 | Fecal Coliform Quarterly Monitoring— Hillsborough County | Water quality monitoring program which includes monthly sampling for enterococci and fecal coliform at 38 locations in the Hillsborough River Basin. EPCHC also collects bacteria samples from 30 major and minor tributaries (11 monthly and 19 quarterly). | FIB- Source Identification Activities | Ongoing | 1980 | N/A | N/A | N/A | New River | N/A | N/A | 190 | Hillsborough County | Not provided | Not provided | Not provided | Not provided | Not provided
995 | HILL | Polk County | BMAP Stakeholders | POLK-024 | Participate in HTBMT Calls and Efforts | Continue participation in HTBMT coordination calls and other HTBMT efforts. | FIB- Source Identification Activities | Ongoing | 2009 | N/A | N/A | N/A | Polk County | N/A | N/A | N/A | Polk County | N/A | N/A | Not provided | 28.088276 | -82.021623
996 | HILL | Polk County | N/A | POLK-014 | Stormwater Inlet Labeling | Affix “Do Not Dump” decals on stormwater inlets. | FIB- Stormwater | Ongoing | 2013 | N/A | N/A | N/A | Blackwater Creek | N/A | N/A | 1000 | Polk County | N/A | N/A | Not provided | 28.086464 | -82.024711
997 | HILL | Polk County | N/A | POLK-015 | Sanitary Sewer Overflow (SSO) Database | Maintain database of reported SSOs. | FIB- Sanitary Sewer | Ongoing | Not provided | N/A | N/A | N/A | Blackwater Creek | N/A | N/A | N/A | Polk County | N/A | N/A | Not provided | 28.086464 | -82.024711
1014 | HILL | Tampa Bay Estuary Program | BMAP Stakeholders | TBEP-002 | Progress Report Coordination | TBEP will, as needed, coordinate development of brief updates summarizing bacteriological monitoring data and updated project status to maintain progress towards meeting fecal coliform TMDLs in these 6 Hillsborough River segments. | FIB- Source Identification Activities | Ongoing | 2013 | N/A | N/A | N/A | Lower Hillsborough River/ New River/ Spartman Branch/ Baker Creek/ Flint Creek | N/A | N/A | 1000 | TBEP | Tampa Bay Estuary Program - $1,000 | N/A | Not provided | Not provided | Not provided
1015 | HILL | Polk County | N/A | POLK-022 | Sanitary Sewer Line Inflow & Infiltration (I&I) Program | Conduct I&I testing on sewer lines (1.5 miles in Blackwater Creek). | FIB- Sanitary Sewer | Ongoing | Not provided | N/A | N/A | N/A | Blackwater Creek | N/A | N/A | N/A | Polk County | N/A | N/A | Not provided | 28.086464 | -82.024711
1016 | HILL | Pasco County | N/A | PASCO-001 | DNA Source Identification | Source tracking for New River, fecal coliform TMDL in Pasco County. Funding was included in FY 2008 budget and future funding in subsequent budgets. Once source is identified, testing will focus on identifying its location. | FIB- Source Identification Activities | Completed | Not provided | 2011 | N/A | N/A | New River | N/A | 87000 | N/A | Pasco County | Pasco County - $87,000 | N/A | Not provided | Not provided | Not provided
1017 | HILL | DEP | PBS&J/ USF/ HSW Engineering/ BMAP Steering Committee | DEP-004 | Microbial Source Tracking | Under contract to DEP, PBS&J is providing services to help identify sources of fecal coliform contamination in 6 Hillsborough River tributaries. Phase I comprises initial screening; Phases II and III will be developed based on Phase I Work Plan. | FIB- Source Identification Activities | Completed | Not provided | 2008 | N/A | N/A | Blackwater Creek/ Lower Hillsborough River/ New River/ Spartman Branch/ Baker Creek/ Flint Creek | N/A | 42528 | N/A | DEP | Not provided | Not provided | Not provided | Not provided | Not provided
1018 | HILL | Hillsborough County | Not provided | HC-019 | 58th St. and 122nd Ave. Retention Pond | 58th St. and 122nd Ave. retention pond. | FIB- Stormwater | Completed | Not provided | 2002 | N/A | N/A | Lower Hillsborough River | Not provided | 456000 | Not provided | Not provided | Not provided | Not provided | Not provided | Not provided | Not provided
1019 | HILL | Hillsborough County | Not provided | HC-020 | Hillsborough County Land Development Code (Section 4.01.16)—Septic System Setback | In 2006, Hillsborough Land Development Code was amended and Section 4.01.16, River Protection, was added; it requires 200-foot setbacks to Hillsborough, Alafia, and Little Manatee Rivers, and their primary tributaries. | FIB- OSTDS | Ongoing | 2006 | N/A | N/A | N/A | New River | N/A | Not provided | N/A | N/A | N/A | Not provided | Not provided | Not provided | Not provided
1161 | LSJT | City of Jacksonville | N/A | COJ-217 | Phillips Highway Pond | Wet detention pond. | FIB- Stormwater | Planned | Not provided | TBD | N/A | N/A | Craig Creek | Not provided | 1100000 | Not provided | COJ | Not provided | Not provided | Not provided | 30.2941684228 | -81.6419717476
1162 | LSJT | City of Jacksonville | N/A | COJ-218 | Pine Forest (Main Stem COJ-042f) | Wet detention pond. | FIB- Stormwater | Completed | Not provided | 2012 | N/A | N/A | Craig Creek | Not provided | 5882478 | 3860 | COJ | Not provided | Not provided | Not provided | 30.2941684228 | -81.6419717476
1163 | LSJT | City of Jacksonville | N/A | COJ-292 | 5330 Roanoke Blvd. | Cave in. | FIB- Stormwater | Completed | Not provided | 2014 | N/A | N/A | Lower Trout River | Not provided | 4985 | N/A | COJ | Not provided | Not provided | Not provided | 30.41178786 | -81.6806514592
1164 | LSJT | City of Jacksonville | N/A | COJ-219 | Inwood Terrace | Drainage improvements. | FIB- Stormwater | Completed | Not provided | 2011 | N/A | N/A | Craig Creek | Not provided | 650000 | Not provided | COJ | Not provided | Not provided | Not provided | 30.2941684228 | -81.6419717476
1165 | LSJT | City of Jacksonville | N/A | COJ-220 | McCoy Creek Blvd. | Road closure for channel improvements. | FIB- Stormwater | Planned | 2021 | 2022 | N/A | N/A | McCoy Creek | Not provided | 2800000 | Not provided | COJ | Not provided | Not provided | Not provided | 30.3289802571 | -81.6991135181
1166 | LSJT | City of Jacksonville | N/A | COJ-239 | Riverview Area Drainage Improvements (Main Stem COJ-048c) | Drainage improvements. | FIB- Stormwater | Completed | Not provided | 2011 | N/A | N/A | Lower Trout River | Not provided | 1400000 | 2843 | COJ | Not provided | Not provided | Not provided | 30.4118618562 | -81.6806942495
1167 | LSJT | City of Jacksonville | N/A | COJ-222 | Superior and Carter | Drainage improvements. | FIB- Stormwater | Completed | Not provided | 2013 | N/A | N/A | McCoy Creek | Not provided | 40583 | Not provided | COJ | Not provided | Not provided | Not provided | 30.3289802571 | -81.6991135181
1168 | LSJT | City of Jacksonville | N/A | COJ-238 | RSF- MSMP | 8-acre facility, 7.5 acre facility, and MAPs in existing ponds. | FIB- Stormwater | Planned | Not provided | TBD | N/A | N/A | Pottsburg Creek | Not provided | 11112000 | Not provided | COJ | Not provided | Not provided | Not provided | 30.2466120194 | -81.5775322721
780 | LSJM | St. Johns County Non-MS4 | Not provided | SJC-09 | SJC Non-MS4 | Purchase of street sweeper. | Street Sweeping | Canceled | N/A | N/A | N/A | N/A | Marine | N/A | Not provided | Not provided | Not provided | Not provided | N/A | N/A | N/A | N/A
781 | LSJM | St. Johns County Non-MS4 | Not provided | SJC-08 | SJC Non-MS4 | Atmospheric deposition load reduction – Seminole Electric SCR upgrade. | Industrial Facility Upgrades | Completed | 2006 | 2010 | 4261 | N/A | Freshwater | N/A | 176000000 | N/A | N/A | N/A | N/A | N/A | 29.732888 | -81.632458
176 | OKLA | FDOT District 5 | N/A | PAL14 | US 27 – Basin 1 | US 27 from US 192 to North Boggy Marsh Road - Basin 1. Wet Pond Detention. No increase in TP load with road improvement. | Wet Detention Pond | Completed | Not provided | Prior to 2007 | N/A | 13.3 | Palatlakaha River Basin | 77.62 | Not provided | Not provided | Florida Legislature | Not provided | N/A | Not provided | 28.3530200005219 | -81.6802899999848
177 | OKLA | Lake County | Orange County/ LCWA | LAP04 | Johns Lake Stormwater Master Plan | Joint study with Orange County to inventory stormwater system and identify potential sites for treatment retrofit projects. | Study | Completed | Not provided | 2003 | N/A | N/A | Lake Apopka Basin | N/A | 250000 | N/A | Lake County Stormwater Assessment/ Orange County/ LCWA | Lake County Stormwater Assessment – $24,958/ Orange County – $200,000/ LCWA – $25,001 | N/A | Not provided | 28.5341589558478 | -81.635673895061
178 | OKLA | Lake County | SJRWMD | LAP02 | Lake Apopka Basin Drainage Inventory | Lake Apopka Basin drainage inventory, per the Lake County Stormwater Program. Precursor to stormwater retrofit or restoration activities. BCI contracted to inventory stormwater management features and outfalls and delineate drainage subbasins. | Study | Completed | Not provided | 2002 | N/A | N/A | Lake Apopka Basin | N/A | 25135 | N/A | SJRWMD/ Lake County Stormwater Assessment | SJRWMD Cost Share Grant – $12,567/ Lake County Stormwater Assessment – $12,568 | N/A | Not provided | 28.6350033040606 | -81.672805115482
179 | OKLA | Lake County | N/A | LAP01 | Apopka Basin Development Guidelines, Contained within County Land Development Regulations | Lake County portion of Lake Apopka watershed including Johns Lake. Apopka Basin Development Guidelines, contained within Lake County Land Development Regulations. Provides ground and surface water protection. | Regulations, Ordinances, and Guidelines | Ongoing | 2002 | N/A | N/A | N/A | Lake Apopka Basin | N/A | Not provided | Not provided | Not provided | Not provided | Not provided | Not provided | 28.6239400000741 | -81.6280200000052
180 | OKLA | Lake County | N/A | ABC02 | Lois Drive Baffle Box | Baffle box included with drainage improvements. | Baffle Boxes- First Generation | Completed | Not provided | 2005 | 0.2 | 0.1 | Lake Apopka Basin | 7 | 150000 | Not provided | Lake County Stormwater Assessment | $150,000 | N/A | Not provided | 28.7553161693272 | -81.6878343220851
573 | ORCR | City of Gainesville | Gainesville Clean Water Partnership/ Current Problems, Inc. | ALACHUA15 | Waterway Clean-up and Shore Restoration Programs | Volunteer based waterway clean-up and shore restoration projects in the Gainesville Urban Area. Includes removal of trash from local waterways as well as removal of invasive vegetation. | Education Efforts | Ongoing | 2003 | N/A | N/A | N/A | Orange Creek Basin | N/A | N/A | 18000 | Gainesville Clean Water Partnership/ Alachua County/ City of Gainesville/ FDOT District 2 | N/A | N/A | N/A | 29.6658656039816 | -82.3391339827337
574 | ORCR | City of Gainesville | SJRWMD/ ACOE | HOG17 | Fluvial Geomorphologic Assessment and Preliminary Restoration Plan | Northwest Gainesville. Study to determine source of excessive sedimentation in Hogtown Creek and is first step to develop preliminary plan to stabilize creek system. | Study | Completed | 2000 | 2003 | N/A | N/A | Hogtown Creek Basin | N/A | 107200 | N/A | 206 USACE Program/ SJRWMD Cost-Share Grant/ City of Gainesville Stormwater Management Utility | Not provided | N/A | Not provided | 29.6771987510819 | -82.3625013414148
575 | ORCR | City of Gainesville | FEMA | HOG19 | Sediment Removal | NW 8th Ave. Removal of excessive sediment at bridge. Benefits by reducing sediment being deposited in Loblolly floodplain. | Muck Removal/Restoration Dredging | Completed | 2002 | 2005 | N/A | N/A | Hogtown Creek Basin | N/A | 280000 | N/A | City of Gainesville Stormwater Management Utility Fee/ FEMA | Not provided | N/A | N/A | 29.6595693716939 | -82.3608542752891
576 | ORCR | GRU | DEP Parks and Recreation/ City of Gainesville | AS05 | Feasibility Analysis of Sweetwater Branch Sheet flow Restoration Project at Paynes Prairie Preserve State Park, Alachua County, Florida | Sweetwater Branch at Paynes Prairie. Assess technical and economic feasibility of restoring historic sheet flow by diverting flow from Alachua Sink. Determine allowable nutrient concentrations and loading to Paynes Prairie. | Study | Completed | 2005 | 2006 | N/A | N/A | Sweetwater Branch/ Paynes Prairie/ Alachua Sink Basin | N/A | 25000 | N/A | City of Gainesville Public Works/ GRU/ DEP Parks and Recreation | $25,000 | N/A | Not provided | 29.6170158 | -82.322552
577 | ORCR | City of Gainesville | N/A | URBAN14-NEW | Ditch Maintenance | Ditch maintenance, urban Gainesville area Newnans Lake Basin. | BMP Cleanout | Ongoing | Prior to 2008 | N/A | 186 | 77 | Newnans Lake Basin | N/A | N/A | 32000 | City of Gainesville Stormwater Management Utility Fee | Not provided | N/A | N/A | 29.6861997660475 | -82.2917153844989
89 | OKLA | Marion County | Marion County Growth Services/ Marion County Extension Service/ Marion County Soil and Water Conservation District/ SWFWMD | MARION02 | Clean Farms Initiative | Marion County Orange Creek Basin. The Clean Farms Initiative was originally passed under Resolution 04-R-384 and has evolved using a Farm Outreach Coordinator to educate farms regarding BMPs. The number of farm visits are tracked yearly. | Agricultural BMPs | Ongoing | Not provided | N/A | N/A | N/A | Upper Ocklawaha Basin | N/A | 55000 | Not provided | Marion County General Revenue | Not provided | N/A | Not provided | TBD | TBD
90 | OKLA | Marion County | DEP/ SWFWMD/ SJRWMD/ UF | MARION04 | Marion County Aquifer Vulnerability Assessment (MCAVA) | Marion County Orange Creek Basin. The MCAVA project provides a scientifically defensible water-resource management and protection tool that uses a map to show relative aquifer vulnerability for use in guiding growth. | Study | Completed | Not provided | 2007 | N/A | N/A | Upper Ocklawaha Basin | N/A | 101932 | N/A | Marion County Stormwater Assessment | Not provided | N/A | Not provided | TBD | TBD
91 | OKLA | Marion County | University of Florida | MARION05 | Marion County Low Impact Development Practices | Countywide. Seminar to share and encourage low-impact development practices to preserve and protect water resources. Marion County conducted the seminar for developers, engineers, landscape architects, and construction professionals in April 2007. | Education Efforts | Ongoing | 2006 | N/A | N/A | N/A | Upper Ocklawaha Basin | N/A | 6500 | Not provided | Marion County Stormwater Assessment | Not provided | N/A | Not provided | TBD | TBD
92 | OKLA | Orange County | SJRWMD Lands Division | LAP09 | Jones Ave. Regional Stormwater Management Project | North of Lake Apopka, City of Apopka, north shore of Lake Apopka. Jones Ave. Regional Stormwater Project -15-acre wet detention pond S 19,20, 21 T- 20S R- 27E. It treats 0.35 inches over 500 acres and serves an area of 1000 acres during a 100-year flood. | BMP Treatment Train | Completed | 2006 | 2008 | N/A | 296.1 | Lake Apopka Basin | 300 | 4600000 | Not provided | Orange County/ SJRWMD | Orange County – $4,300,000/ SJRWMD Ad Valorem – $300,000 | N/A | Not provided | 28.7311600000756 | -81.6363200000052
93 | OKLA | Orange County | N/A | LAP19 | Water St. | Lake Apopka Basin. Stormwater retrofit Section 23; Township 22; range 27. Retention pond. Treatment and or percolation of stormwater. | On-line Retention BMPs | Completed | 2000 | 2000 | N/A | 22.8 | Lake Apopka Basin | 13.7 | 104000 | Not provided | Orange County Public Works | Not provided | N/A | Not provided | 28.5520596907225 | -81.5888025522413
94 | OKLA | FDOT District 5 | N/A | DOT03-TROUT | Fertilizer Cessation | Elimination of bulk fertilizer contracts. Reduction of TN/TP from elimination of fertilizer use along state highway system. | Fertilizer Cessation | Completed | N/A | 2005 | 502 | 502 | Trout Lake Basin | 34.5 | Not provided | Not provided | Florida Legislature | Not provided | N/A | Not provided | 28.9237719284175 | -81.670715878776
95 | OKLA | FDACS | Agricultural Producers | NUTRIENT08 | BMP Manual Development - Sod | Development and rule adoption of a manual that addresses best management practices for sod operations. Reduce nutrient loadings in runoff from agricultural operations. | Agricultural BMPs | Completed | 2006 | 2008 | N/A | N/A | Upper Ocklawaha Basin | N/A | N/A | N/A | N/A | N/A | N/A | Not provided | TBD | TBD
1348 | LSJT | City of Jacksonville | N/A | COJ-111 | 4503 ISH Brant Rd. West and 4465 Ranier Rd. | Storm sewer. | FIB- Stormwater | Completed | Not provided | 2014 | N/A | N/A | Butcher Pen Creek | N/A | 8595 | Not provided | COJ | Not provided | Not provided | Not provided | 30.2598660209 | -81.7467730049
1349 | LSJT | City of Jacksonville | N/A | COJ-089 | Conveyance Improvements Under Power Easement Near Deer Chase Place and Danforth Dr. | MSMP construction schedule subject to funding. | FIB- Stormwater | Planned | 2007 | TBD | N/A | N/A | Open Creek | Not provided | 296000 | N/A | COJ | Not provided | Not provided | Not provided | 30.2675530484 | -81.4540747131
1350 | LSJT | City of Jacksonville | N/A | COJ-117 | Quan Dr. | Construction. | FIB- Stormwater | Underway | Not provided | TBD | N/A | N/A | Big Fishweir Creek | N/A | 148686 | Not provided | COJ | Not provided | Not provided | Not provided | 30.3013411899 | -81.7259016105
1351 | LSJT | City of Jacksonville | N/A | COJ-116 | 9115 Barnstaple Lane | Drain line. | FIB- Stormwater | Completed | Not provided | 2014 | N/A | N/A | Goodbys Creek | N/A | 40006 | Not provided | COJ | Not provided | Not provided | Not provided | 30.235694662 | -81.6038784697
2248 | EWCO | FDOT District 1 | N/A | IR-FDOT-01b | Wet Detention Ponds (Pond 7C) Facility ID: 12075-3500-03 | Wet detention. | Wet Detention Pond | Completed | 2010 | 2010 | 6 | 0 | Imperial River | 96 | Not provided | Not provided | Florida Legislature | Not provided | N/A | N/A | 26.334832 | -81.748518
2249 | EWCO | Lee County | N/A | HC-LC-04 | Island Park Filter Marsh | Wetland creation and enhancement that included exotic removal, filter marsh creation, and native replanting. | Constructed Wetland Treatment | Completed | Prior to 2012 | Prior to 2012 | TBD | TBD | Hendry Creek | 160 | 925000 | N/A | N/A | N/A | N/A | N/A | 26.483954 | -81.863409
1421 | LSJT | City of Jacksonville | N/A | COJ-021 | Edmonson West | Alleviate flooding by improving conveyances. | FIB- Stormwater | Completed | Not provided | Prior to 2009 | N/A | N/A | Hogan Creek | Not provided | Not provided | Not provided | COJ | Not provided | Not provided | Not provided | 30.3432112642 | -81.6621566351
1611 | LSJT | Naval Station Mayport | N/A | NSM-003 | Repair Housing Laterals | Reline housing unit laterals with CIPP. | FIB- Sanitary Sewer | Completed | Not provided | Prior to 2010 | N/A | N/A | Sherman Creek | N/A | 480000 | N/A | NS Mayport | Not provided | Not provided | Not provided | 30.3807968 | -81.4130873
1612 | LSJT | Naval Station Mayport | N/A | NSM-011 | Cleanout Swales and Culverts | Excavate stormwater ditches and swales to design elevation and clean out culverts. | FIB- Stormwater | Ongoing | Not provided | N/A | N/A | N/A | Sherman Creek | N/A | 89300 | N/A | NS Mayport | Not provided | Not provided | Not provided | 30.3807968 | -81.4130873
672 | LSJM | COJ/ FDOT MS4 | Not provided | COJ-098 | COJ MS4 FLS000012 | FDOT Southside (SR 115) and Beach Blvd (SR 202) interchange and road widening. | Wet Detention Pond | Completed | Not provided | Prior to 2008 | 26 | N/A | Marine | 33 | Not provided | Not provided | FDOT/ State Legislature | N/A | N/A | Not provided | 30.2871630064 | -81.5583460147
673 | LSJM | COJ/ FDOT MS4 | Not provided | COJ-097 | COJ MS4 FLS000012 | FDOT Branan Field Chafee roadway project (103rd to I-10). | Wet Detention Pond | Completed | Not provided | Prior to 2008 | 121 | N/A | Marine | 150 | Not provided | Not provided | FDOT/ State Legislature | N/A | N/A | Not provided | 30.2778272814 | -81.8468699504
1198 | LSJT | City of Atlantic Beach | N/A | AB-080 | Pump Station Inspections and Maintenance | Line wet well at West End lift station, 2567 West End St. | FIB- Sanitary Sewer | Completed | Not provided | Prior to 2010 | N/A | N/A | Sherman Creek | N/A | 18900 | N/A | Atlantic Beach | Not provided | Not provided | Not provided | Not provided | Not provided
1199 | LSJT | City of Atlantic Beach | N/A | AB-034 | Stormwater Control Structure Inspection | Conduct routine control structure inspections as required by MS4 permit. | FIB- Stormwater | Completed | Not provided | Prior to 2010 | N/A | N/A | Hopkins Creek/ Sherman Creek | N/A | N/A | Not provided | Atlantic Beach | Not provided | Not provided | Not provided | Not provided | Not provided
1200 | LSJT | City of Atlantic Beach | N/A | AB-035 | Stormwater Control Structure Maintenance | Do only when inspection shows additional effort required; carry out routine cleaning and maintenance as required by MS4 permit. | FIB- Stormwater | Completed | Not provided | Prior to 2010 | N/A | N/A | Hopkins Creek/ Sherman Creek | N/A | N/A | Not provided | Atlantic Beach | Not provided | Not provided | Not provided | Not provided | Not provided
1201 | LSJT | City of Atlantic Beach | N/A | AB-036 | Stormwater Pump Station Inspections | Routinely inspect Town Center pump station as required by MS4 permit. | FIB- Stormwater | Completed | Not provided | Prior to 2010 | N/A | N/A | Hopkins Creek | N/A | N/A | Not provided | Atlantic Beach | Not provided | Not provided | Not provided | Not provided | Not provided
1020 | HILL | Hillsborough County | N/A | HC-021 | Lake and Stream Management Program | Provides education and technical assistance about water quality and natural system health to waterfront homeowners in unincorporated Hillsborough County. Contracts Florida Lake Watch. Funds small water quality projects in cooperation with residents. | FIB- Stormwater | Ongoing | 1998 | N/A | N/A | N/A | Hillsborough County | N/A | Not provided | Not provided | Hillsborough County | Not provided | N/A | Not provided | Not provided | Not provided
1258 | LSJT | City of Jacksonville Beach | N/A | JB-065 | Lift Station No. 7 Relocation | Relocate and construct new LS No.7. | FIB- Sanitary Sewer | Underway | Not provided | 2022 | N/A | N/A | Hopkins Creek | N/A | 945000 | N/A | Jacksonville Beach | Not provided | Not provided | Not provided | 30.3054714686287 | -81.3961185035349
782 | LSJM | St. Johns County Non-MS4 | Not provided | SJC-07 | SJC Non-MS4 | Purchase Hastings WWTF reduction credits (HAS-05). Canceled in 2018. | Credit Trade | Canceled | 2009 | 2010 | N/A | N/A | Freshwater | N/A | N/A | 30000 | Not provided | Not provided | N/A | N/A | N/A | N/A
783 | LSJM | St. Johns County Non-MS4 | Not provided | SJC-06 | SJC Non-MS4 | Deep Creek RST O&M value. | Regional Stormwater Treatment | Completed | 2010 | 2015 | 689 | 563 | Freshwater | 1220 | N/A | 65000 | Transportation Trust Fund | Not provided | N/A | N/A | 29.7057670533029 | -81.4849943668293
784 | LSJM | St. Johns County Non-MS4 | Not provided | SJC-05 | SJC Non-MS4 | Slow release fertilizer ordinance. Credits under SJC-03. | Regulations, Ordinances, and Guidelines | Completed | 2000 | 2010 | N/A | N/A | Freshwater | N/A | N/A | N/A | N/A | N/A | N/A | N/A | 29.937157 | -81.507326
785 | LSJM | St. Johns County Non-MS4 | Not provided | SJC-04 | SJC Non-MS4 | Proposed LID ordinance, originating from Environmental Division. | Regulations, Ordinances, and Guidelines | Canceled | N/A | N/A | N/A | N/A | Freshwater | N/A | N/A | N/A | N/A | N/A | N/A | N/A | N/A | N/A
786 | LSJM | St. Johns County Non-MS4 | Not provided | SJC-03 | SJC Non-MS4 | Stormwater education. | Education Efforts | Ongoing | Not provided | N/A | 2372 | 410.1 | Freshwater | N/A | N/A | 20000 | Not provided | Not provided | N/A | N/A | Not provided | Not provided
787 | LSJM | St. Johns County Non-MS4 | Not provided | SJC-02 | SJC Non-MS4 | Street sweeping. | Street Sweeping | Ongoing | 2018 | N/A | TBD | TBD | Freshwater | 125 | 16000 | 16000 | Road & Bridge/ Transportation Trust Fund | Not provided | N/A | N/A | 29.937157 | -81.507326
788 | LSJM | St. Johns County Non-MS4 | Not provided | SJC-010 | SJC Non-MS4 | Street sweeping. | Street Sweeping | Ongoing | 2020 | N/A | TBD | TBD | Marine | 124 | 16000 | 16000 | Road & Bridge/ Transportation Trust Fund | Not provided | N/A | N/A | 29.937157 | -81.507326
789 | LSJM | St. Johns County Non-MS4 | Not provided | SJC-01 | SJC Non-MS4 | Purchase of street sweeper. | Street Sweeping | Ongoing | 2018 | N/A | TBD | TBD | Freshwater | N/A | Not provided | Not provided | Not provided | Not provided | N/A | N/A | 29.937157 | -81.507326
790 | LSJM | JEA Aggregate | JEA/ SJRWMD | JEA-13 | JEA Arlington East FL0026441 | Complete process improvements. | WWTF Nutrient Reduction | Completed | 2009 | 2011 | 259978 | N/A | Marine | N/A | 24351000 | 100000 | JEA/ state legislative appropriation | SJRWMD - $3,500,000 | N/A | Not provided | 30.347 | -81.543
791 | LSJM | Putnam County Non-MS4 | SJRWMD | PUT-09 | Putnam Non-MS4 | Phase 1 - Force main installation from Paradise Point to Yelvington Road Master Lift Station. Completed construction, stopped direct discharge, existing WWTF pumped out in 2019. Phase 2 - dismantle and collapse of pre-existing facility in January 2020. | Decommission/ Abandonment | Completed | 2017 | 2019 | 270 | 45 | Freshwater | 16 | 2500000 | 6500 | Putnam County/ SJRWMD Cost-Share | Putnam County - $500,000/ SJRWMD - $2,000,000 | N/A | 32018 | 29.602675 | -81.5889555555556
792 | LSJM | City of Palatka Non-MS4 | Seminole Electric | PAL-06 | Palatka Non-MS4 | Atmospheric deposition load reduction – Seminole Electric SCR upgrade. | Industrial Facility Upgrades | Completed | 2006 | 2010 | 1815 | N/A | Freshwater | N/A | 176000000 | N/A | Not provided | Not provided | N/A | N/A | 29.732888 | -81.632458
830 | LSJM | FDACS | Agricultural Producers | AG-04 | Agriculture | New RST. | Regional Stormwater Treatment | Canceled | Not provided | N/A | N/A | N/A | Freshwater | N/A | N/A | N/A | N/A | N/A | N/A | Not provided | N/A | N/A
831 | LSJM | FDACS | Agricultural Producers | AG-03 | Agriculture | Edgefield RST (also called Dog Branch RST), located in Putnam County. Canceled in 2018; project transferred to Putnam County (PUT-04). | Regional Stormwater Treatment | Canceled | Not provided | N/A | N/A | N/A | Freshwater | N/A | N/A | N/A | N/A | N/A | N/A | Not provided | N/A | N/A
832 | LSJM | FDACS | Agricultural Producers | AG-02 | Agriculture | Formerly called "Deep Creek West (Yarborough) Regional Stormwater Treatment (RST)" in BMAP. Canceled in 2018; project now included in St. Johns County (SJC-29). | Regional Stormwater Treatment | Canceled | Not provided | N/A | N/A | N/A | Freshwater | N/A | N/A | N/A | N/A | N/A | N/A | Not provided | N/A | N/A
833 | LSJM | City of Atlantic Beach | SJRWMD | AB-11 | Atlantic Bch MS4 FLS000012 | Phasing out existing septic tanks. | OSTDS Phase Out | Underway | 2023 | 2024 | TBD | TBD | Marine | N/A | 400000 | TBD | City of Atlantic Beach/ SJRWMD | Atlantic Beach - $266,000/ SJRWMD - $133,000 | N/A | Not provided | TBD | TBD
165 | OKLA | Lake County | SJRWMD | HAR12 | Lake Harris and Little Lake Harris Basin Study | Lake Harris and Little Lake Harris drainage evaluation, per the county stormwater program. Precursor to stormwater retrofit and restoration activities. | Study | Completed | Not provided | 2009 | N/A | N/A | Lake Harris Basin | N/A | 200000 | N/A | Lake County Stormwater Assessment/ SJRWMD | Not provided | N/A | Not provided | 28.7862111141513 | -81.8081572158046
1863 | LSJT | JEA | N/A | JEA-018 | Sewer Infrastructure Improvements | Line Inspection of Manhole at 4557 Arthur Dr. | FIB- Sanitary Sewer | Completed | 2009 | 2009 | N/A | N/A | Butcher Pen Creek | N/A | Not provided | N/A | JEA | N/A | N/A | N/A | 30.262 | -81.738
578 | ORCR | DEP | Not provided | LOCH07 | Ground Water -Surface Water Interaction Study Lochloosa Lake Area, Alachua and Marion Counties, Florida | Study of ground water pathways for nutrients to enter Lochloosa and Orange Lakes. Field investigation determined levels of TP and TN in different aquifers land use categories. Radon studies estimated ground water seepage into Lochloosa Lake. | Study | Completed | 2006 | 2007 | N/A | N/A | Orange Lake/ Lochloosa Lake Basins | N/A | 64000 | N/A | Federal Funds | Not provided | N/A | Not provided | 29.5187716778771 | -82.1270631740335
166 | OKLA | Lake County | N/A | LC05-HAR | Support of Adopt-a-Lake Program | Adopt-a-Lake Countywide Program is an outreach program to residents of Lake County that enhances knowledge and awareness of stormwater management. Part of MS4 Phase II public education requirement. Replaces WAV Program. | Education Efforts | Ongoing | 2001 | N/A | N/A | 87.7 | Lake Harris Basin | N/A | Not provided | 12000 | Lake County | Not provided | N/A | Not provided | 28.7741874124205 | -81.8148944477475
167 | OKLA | Lake County | SJRWMD | HAR13 | Hollondel Road Stormwater Pond | Stormwater pond. SJRWMD is assisting with purchase of property. Design of pond is next step. | Regional Stormwater Treatment | Completed | Not provided | 2009 | N/A | 150 | Lake Harris Basin | 125 | 956000 | Not provided | Lake County Stormwater Assessment/ SJRWMD | Not provided | N/A | Not provided | 28.757005068251 | -81.8637142664393
168 | OKLA | Lake County | Not provided | HAR23 | Country Club Drive Water Quality Retrofit | Installation of multiple nutrient removal baffle box type structures on existing direct stormwater discharges from Country Club Drive (Astatula) to Little Lake Harris. | Baffle Boxes- Second Generation | Canceled | Not provided | Not provided | 0.88 | 0.49 | Lake Harris Basin | 13 | 900000 | Not provided | Not provided | Not provided | Not provided | Not provided | 28.7333775288325 | -81.738674146603
169 | OKLA | Lake County | Not provided | HAR22 | Harris Road Water Quality Retrofit | Installation of swales with ditch blocks and replacement of existing outfall with next generation nutrient removal baffle box at Harris Road and CR 473 in Tavares. | Grass swales with swale blocks or raised culverts | Planned | Not provided | Not provided | N/A | Not provided | Lake Harris Basin | 7 | 100000 | Not provided | Not provided | Not provided | Not provided | Not provided | 28.8186193006873 | -81.7747530859251
170 | OKLA | Lake County | SJRWMD | HAR21 | Magnolia Lane Water Quality Retrofit | Installation of pipe, manholes and next generation baffle box with media filtration on existing outfall within portion of Springs Subdivision in Yahala. Will retrofit treatment onto an approximate 18-acre basin. | Baffle Boxes- Second Generation with Media | Completed | 2017 | 2017 | 24.8 | 2.6 | Lake Harris Basin | 18 | 500000 | Not provided | Florida Legislature/ SJRWMD Cost-Share | SJRWMD – $61,500 | N/A | Not provided | 28.7472640474699 | -81.8239947845881
171 | OKLA | Lake County | DEP | HAR18 | Silver Lake | WQI project - water monitoring, education, removal of invasive species & re-vegetation. Background and ongoing water monitoring, survey, individual permits issued. | Education Efforts | Ongoing | Not provided | N/A | N/A | N/A | Lake Harris Basin | N/A | 6000 | Not provided | DEP Mitigation Project/ Mini-Grant | Not provided | Not provided | Not provided | 28.8375938318421 | -81.8036214325363
172 | OKLA | Lake County | N/A | HAR16 | Orange Ave. Drainage Improvements | Drainage improvements and installation of CDS water quality unit. | Hydrodynamic Separators | Completed | Not provided | 2009 | N/A | 5.2 | Lake Harris Basin | 12 | 154274 | Not provided | Lake County Stormwater MSTU | Not provided | N/A | Not provided | 28.7444267076126 | -81.8188638469836
173 | OKLA | Lake County | N/A | HAR15 | Porto Bello Ave. Drainage Improvements | Drainage improvements and installation of CDS water quality unit. | Hydrodynamic Separators | Completed | Not provided | 2009 | N/A | 3.9 | Lake Harris Basin | 9 | 171567 | Not provided | Lake County Stormwater MSTU | Not provided | N/A | Not provided | 28.7784949570642 | -81.8820879112155
174 | OKLA | Lake County | N/A | EUS04 | Lakes Eustis and Silver Lake Drainage Evaluation | Lake Eustis and Silver Lake Basins drainage evaluation, per county's stormwater program. Inventory of stormwater outfalls (type, condition, location, amount of discharge) that discharge to lakes. | Study | Completed | 2003 | Prior to 2007 | N/A | N/A | Lake Eustis Basin | N/A | 184000 | N/A | Lake County Stormwater Assessment | $184,000 | N/A | Not provided | 28.8451000000772 | -81.724000000005
175 | OKLA | City of Apopka | N/A | LAP29 | Lake Fuller Retention Pond | Runoff from southern Apopka sent to a 10 acre wet detention pond. Stormwater discharge removed from Lake Fuller. Lake within Lake Apopka watershed and indirectly benefits Lake Apopka through reduction of stormwater runoff and loading from watershed. | Wet Detention Pond | Completed | Not provided | Prior to 2007 | N/A | Not provided | Lake Apopka Basin | Not provided | Not provided | Not provided | City of Apopka | N/A | N/A | Not provided | 28.678337 | -81.548375
1676 | LSJT | FDOH | DEP | FDOH-023 | Intensive Inspection Program | Carry out intensive geo specific inspections in selected WBIDs based on repair permit applications, water quality information, and site conditions; additional WBIDs may be identified in future based on assessment efforts. | FIB- OSTDS | Completed | Not provided | Prior to 2010 | N/A | N/A | Fishing Creek/ Moncrief Creek/ Blockhouse Creek/ Hopkins Creek/ Wills Branch/ Greenfield Creek/ Lower Trout River/ Williamson Creek/ Craig Creek/ McCoy Creek/ Deep Bottom Creek/ Cormorant Creek/ Sherman Creek/ Pottsburg Creek/ Middle Trout Creek | N/A | 570935 | N/A | FDOH/ DEP/ EPA 319 | Not provided | Not provided | Not provided | Not provided | Not provided
1860 | LSJT | FDOT District 2 | N/A | FDOT-040 | Stormwater Management Systems | Construct wet detention pond at Lane Ave. and Wilson Ave. | FIB- Stormwater | Completed | Not provided | Prior to 2010 | N/A | N/A | Williamson Creek | Not provided | Not provided | Not provided | Florida Legislature | Not provided | Not provided | Not provided | 30.2702786609 | -81.753510657
1861 | LSJT | JEA | N/A | JEA-019 | Sewer Infrastructure Improvements | Pump Station Repair at 4807 Ducheneau Dr. | FIB- Sanitary Sewer | Completed | 2009 | 2009 | N/A | N/A | Butcher Pen Creek | N/A | 115107 | 115107 | JEA | $115,107 | N/A | N/A | 30.262 | -81.738
1862 | LSJT | JEA | N/A | JEA-020 | Confirm Locations of Lift Stations on Boundary | Confirm locations of lift stations on boundary for first annual progress report. | FIB- Sanitary Sewer | Completed | 2009 | 2009 | N/A | N/A | Miramar Creek/ Open Creek | N/A | N/A | N/A | JEA | N/A | N/A | N/A | 30.284 | -81.656
1313 | LSJT | City of Neptune Beach | N/A | NB-034 | Stormwater Education and Outreach Efforts | Participate in WAV Program. | FIB- Stormwater | Completed | Not provided | Prior to 2010 | N/A | N/A | Hopkins Creek | N/A | N/A | 8500 | Neptune Beach | Not provided | Not provided | Not provided | 30.31453362 | -81.3987726
1314 | LSJT | City of Neptune Beach | N/A | NB-033 | Stormwater System Pond Maintenance | Continually inspect and maintain city's 4 ponds; routinely inspect, mow, pick up litter, and repair as needed. | FIB- Stormwater | Completed | Not provided | Prior to 2010 | N/A | N/A | Hopkins Creek | N/A | N/A | 2500 | Neptune Beach | Not provided | Not provided | Not provided | 30.31453362 | -81.3987726
1315 | LSJT | City of Neptune Beach | N/A | NB-032 | Stormwater System Ditch and Canal Maintenance | Continually inspect and maintain city's ditches; routinely inspect, mow, pick up litter, and repair as needed. | FIB- Stormwater | Completed | Not provided | Prior to 2010 | N/A | N/A | Hopkins Creek | N/A | N/A | 90000 | Neptune Beach | Not provided | Not provided | Not provided | 30.31453362 | -81.3987726
1316 | LSJT | City of Jacksonville | N/A | COJ-088 | San Clerc Rd. Drainage Improvement | Drainage improvement. | FIB- Stormwater | Completed | Not provided | 2011 | N/A | N/A | Goodbys Creek | Not provided | 541 | Not provided | COJ | Not provided | Not provided | Not provided | 30.235694662 | -81.6038784697
1317 | LSJT | City of Neptune Beach | Developer | NB-009 | New Emma Lane Lift Station | Install new lift station. | FIB- Sanitary Sewer | Completed | Not provided | Prior to 2010 | N/A | N/A | Hopkins Creek | N/A | 80000 | N/A | Developer | Not provided | Not provided | Not provided | 30.31072692 | -81.40918493
1318 | LSJT | City of Jacksonville | N/A | COJ-118 | 8893 Brierwood Rd. | Storm sewer. | FIB- Stormwater | Completed | Not provided | 2014 | N/A | N/A | Goodbys Creek | N/A | 6034 | Not provided | COJ | Not provided | Not provided | Not provided | 30.235694662 | -81.6038784697
1319 | LSJT | City of Jacksonville | N/A | COJ-195 | Julington Hills Failure Area–Septic Tank Phase Out | Phase out septic tanks in failure areas (also listed as part of larger LSJR Main Stem BMAP project). | FIB- OSTDS | Completed | Not provided | Prior to 2010 | N/A | N/A | Cormorant Branch | N/A | Not provided | N/A | COJ | Not provided | Not provided | Not provided | 30.1569356864 | -81.6240421632
720 | LSJM | St. Johns County MS4 | Not provided | SJC-16 | SJC MS4 FLR04E025 | Atmospheric deposition load reduction – Seminole Electric SCR upgrade. | Industrial Facility Upgrades | Completed | 2006 | 2010 | 132 | N/A | Marine | N/A | 176000000 | N/A | N/A | N/A | N/A | N/A | 29.732888 | -81.632458
721 | LSJM | St. Johns County MS4 | Not provided | SJC-15 | SJC MS4 FLR04E025 | FDOT A1A stormwater retrofit from Duval County line to Thousand Oaks Lane. Not in basin. Canceled in 2020. | Dry Detention Pond | Canceled | N/A | Prior to 2008 | N/A | N/A | Marine | N/A | N/A | N/A | FDOT/ State Legislature | N/A | N/A | N/A | 30.2298094261163 | -81.3855316132187
722 | LSJM | City of Green Cove Springs MS4 | Not provided | GCS-03 | GCS MS4 FLR04E103 | SW drainage system improvements. | Wet Detention Pond | Completed | Not provided | Prior to 2008 | 62 | 33 | Freshwater | 54.6 | Not provided | Not provided | Not provided | Not provided | N/A | Not provided | Not provided | Not provided
723 | LSJM | St. Johns County Non-MS4 | Not provided | SJC-27b | SJC Non-MS4 | Application of freshwater non-MS4 TN credits. | Credit Trade | Completed | 2010 | 2010 | 3060 | N/A | Marine | N/A | N/A | N/A | N/A | N/A | N/A | N/A | 29.937158 | -81.507327
355 | OKLA | City of Ocoee | Orange County Community Development Block Grant Program/ DEP | LAP25 | Pioneer Key Regional Stormwater Project | Pioneer Key Mobile Home Park. Regional stormwater improvements with water quality enhancements. Construction of regional wet detention stormwater treatment pond. Reduce pollutant loading to Lake Apopka. Project Completed in two phases. | Wet Detention Pond | Completed | 2006 | 2006 | 102 | 61.7 | Lake Apopka Basin | 124 | 2500000 | Not provided | City of Ocoee/ Private Property Owner/ Orange County Community Development Block Grant/ DEP | City of Ocoee and Private Property Owner – $1,682,500/ Orange County Community Development Block Grant – 817,500/ DEP – $900,000 | N/A | Not provided | 28.572516 | -81.552158
356 | OKLA | City of Ocoee | Developer | LAP42 | Crown Pointe Cove Subdivision | Retention BMPs at West Rd and Ocoee-Apopka Road. | On-line Retention BMPs | Completed | N/A | 2017 | N/A | N/A | Lake Apopka Basin | N/A | N/A | N/A | N/A | N/A | N/A | Not provided | 28.6037648407782 | -81.5512902855497
357 | OKLA | City of Tavares | LCWA | DORA02 | Tavares Stormwater Retrofit | Downtown Tavares. Reduce sediment input to Lake Dora. | Baffle Boxes- First Generation | Completed | 2003 | 2004 | N/A | Not provided | Lake Dora Basin | 3.6 | 60000 | Not provided | Tavares/ LCWA/ Florida Legislature | Tavares – $20,700/ LCWA – $20,700/ Legislature – $18,600 | N/A | Not provided | 28.5487611607796 | -81.7647956501363
510 | ORCR | ACEPD | City of Gainesville/ FDOT District 2 | BACTERIA20 | Urban Creek Fecal Coliform “Hot Spots” Monitoring | Assess fecal indicator bacteria to assess microbial (fecal coliform) "Hot Spots" for source investigation. | Monitoring/Data Collection | Completed | Not provided | 2017 | N/A | N/A | Tumblin Creek/ Sweetwater Branch/ Hogtown Creek Basins | N/A | N/A | 7300 | Gainesville Clean Water Partnership/ Alachua County/ City of Gainesville/ FDOT District 2 | Not provided | N/A | Not provided | 29.669 | -82.334
1302 | LSJT | City of Jacksonville | N/A | COJ-184 | Crown Point and Moorings Landing Drainage | Investigate ponds and design sewer across Crown Point. | FIB- Stormwater | Completed | Not provided | 2011 | N/A | N/A | Deep Bottom Creek | Not provided | Not provided | N/A | COJ | Not provided | Not provided | Not provided | 30.1852139552 | -81.6211573252
1303 | LSJT | City of Jacksonville | N/A | COJ-194 | Lorretto Rd. (State Rd. 13 to Old St. Augustine Rd.) (Main Stem COJ-015) | Construct wet detention pond. | FIB- Stormwater | Completed | Not provided | Prior to 2010 | N/A | N/A | Cormorant Branch | Not provided | Not provided | 3492 | COJ | Not provided | Not provided | Not provided | 30.1569356864 | -81.6240421632
1304 | LSJT | City of Jacksonville | N/A | COJ-139 | Pollution Water Illegal Discharge | CARE initiated inspection. | FIB- Stormwater | Ongoing | Not provided | N/A | N/A | N/A | Craig Creek/ McCoy Creek/ Williamson Creek/ Fishing Creek/ Deep Bottom Creek/ Moncrief Creek/ Blockhouse Creek/ Hopkins Creek/ Cormorant Creek/ Wills Branch/ Sherman Creek/ Greenfield Creek/ Pottsburg Creek/ Middle Trout River/ Lower Trout River | N/A | 44722 | N/A | COJ | Not provided | Not provided | Not provided | 30.2941684228 | -81.6419717476
1305 | LSJT | City of Jacksonville | N/A | COJ-140 | Sewer Drains into Yard/Ditch | CARE initiated inspection. | FIB- Stormwater | Ongoing | Not provided | N/A | N/A | N/A | Craig Creek/ McCoy Creek/ Williamson Creek/ Fishing Creek/ Deep Bottom Creek/ Moncrief Creek/ Blockhouse Creek/ Hopkins Creek/ Wills Branch/ Sherman Creek/ Greenfield Creek/ Pottsburg Creek/ Middle Trout River/ Lower Trout River | N/A | 18571 | N/A | COJ | Not provided | Not provided | Not provided | 30.2941684228 | -81.6419717476
1306 | LSJT | City of Jacksonville | N/A | COJ-141 | Sewer Overflow | CARE initiated inspection. | FIB- Sanitary Sewer | Ongoing | Not provided | N/A | N/A | N/A | Craig Creek/ McCoy Creek/ Williamson Creek/ Fishing Creek/ Deep Bottom Creek/ Moncrief Creek/ Blockhouse Creek/ Hopkins Creek/ Cormorant Creek/ Wills Branch/ Sherman Creek/ Greenfield Creek/ Pottsburg Creek/ Middle Trout River/ Lower Trout River | N/A | 117490 | N/A | COJ | Not provided | Not provided | Not provided | 30.2941684228 | -81.6419717476
1307 | LSJT | City of Jacksonville | N/A | COJ-142 | Private Lift Station Inspection | Private lift station inspection and update GIS coverage. | FIB- Sanitary Sewer | Ongoing | Not provided | N/A | N/A | N/A | Craig Creek/ McCoy Creek/ Williamson Creek/ Fishing Creek/ Deep Bottom Creek/ Moncrief Creek/ Blockhouse Creek/ Hopkins Creek/ Cormorant Creek/ Wills Branch/ Sherman Creek/ Greenfield Creek/ Pottsburg Creek/ Middle Trout River | N/A | 211861 | N/A | COJ | Not provided | Not provided | Not provided | 30.2941684228 | -81.6419717476
1425 | LSJT | City of Jacksonville | N/A | COJ-157 | McCoy Creek – Air Liquid Site (Main Stem COJ-042i) | Retrofit pond and drainage. | FIB- Stormwater | Completed | Not provided | 2014 | N/A | N/A | McCoy Creek | Not provided | 1000000 | Not provided | COJ | Not provided | Not provided | Not provided | 30.3289802571 | -81.6991135181
1426 | LSJT | City of Jacksonville | N/A | COJ-158 | McCoy Creek Pond C (Main Stem COJ-042a) | Construct pond, Hollybrook Park. | FIB- Stormwater | Completed | Not provided | 2016 | N/A | N/A | McCoy Creek | 65 | 2617459 | Not provided | COJ | COJ - $2,896,013 | Not provided | Not provided | 30.3289802571 | -81.6991135181
1608 | LSJT | Naval Station Mayport | N/A | NSM-007 | Pump Station Inspections and Maintenance | Inspect, maintain, and clean sewage pump stations. | FIB- Sanitary Sewer | Ongoing | Not provided | N/A | N/A | N/A | Sherman Creek | N/A | N/A | Not provided | NS Mayport | Not provided | Not provided | Not provided | 30.3807968 | -81.4130873
1609 | LSJT | Naval Station Mayport | N/A | NSM-004 | Manhole Rehabilitation | Rehabilitate manhole with cementitious coating. | FIB- Sanitary Sewer | Completed | Not provided | Prior to 2010 | N/A | N/A | Sherman Creek | N/A | 86490 | N/A | NS Mayport | Not provided | Not provided | Not provided | 30.3807968 | -81.4130873
1610 | LSJT | Naval Station Mayport | N/A | NSM-005 | Telemetry System | Install telemetry/monitoring system at pump stations. | FIB- Sanitary Sewer | Completed | Not provided | Prior to 2010 | N/A | N/A | Sherman Creek | N/A | Not provided | N/A | NS Mayport | Not provided | Not provided | Not provided | 30.3807968 | -81.4130873
159 | OKLA | Orange County | N/A | LAP44 | Black Lake Hydrological and Nutrient Assessment & Feasibility Study | Data and information from the assessment can be used by stakeholders to refine TMDL, provide allocation information within the watershed, and identify potential BMP effectiveness. Feasibility Study will evaluate selected BMPs for implement ability. | Study | Underway | 2016 | 2021 | N/A | N/A | Lake Apopka Basin | N/A | 193796 | N/A | CIP Funds Provided by the OCBCC | Not provided | N/A | Not provided | 28.5270780024887 | -81.6013208398301
160 | OKLA | City of Apopka | N/A | APOPKA02-MARSHALL | Educational Outreach | Various educational activities that inform and give guidance to citizens on importance of water as a resource. Storm drain stenciling program that engages local volunteers. Total credit is based on meeting 5.5 % of education credit requirements. | Education Efforts | Ongoing | 2000 | N/A | N/A | 14.3299 | Marshall Lake Basin | N/A | TBD | TBD | City of Apopka | N/A | N/A | Not provided | 28.678337 | -81.548375
161 | OKLA | City of Apopka | N/A | LAP48 | Harry St. Project | A drainage easement located off Harry St. in Apopka has become a dumping ground. City is removing all the garbage, debris, and litter and installing a new fence to protect the retention area. City is sodding the hill slope to prevent erosion. | BMP Cleanout | Completed | 2017 | 2018 | N/A | N/A | Lake Apopka Basin | N/A | 22000 | N/A | City of Apopka Stormwater Service Fees | N/A | N/A | Not provided | 28.678337 | -81.548375
626 | LSJM | COJ/ FDOT MS4 | N/A | COJ-140 | COJ MS4 FLS000012 | FDOT I-10/US 301 Interchange. | Wet Detention Pond | Underway | Not provided | 2019 | 120 | N/A | Marine | 150 | 66830000 | Not available | FDOT/ State Legislature | $66,830,000 | N/A | Not provided | Incompatible Point | Incompatible Point
627 | LSJM | COJ/ FDOT MS4 | N/A | COJ-139 | COJ MS4 FLS000012 | FDOT I-10 drainage improvement at Cassat. | Wet Detention Pond | Completed | Not provided | 2017 | 5 | N/A | Marine | 6 | 6260000 | Not available | FDOT/ State Legislature | $6,260,000 | N/A | Not provided | 30.1613109125 | -81.5081459513
665 | LSJM | COJ/ FDOT MS4 | Not provided | COJ-042o | COJ MS4 FLS000012 | Hamilton Jersey drainage improvements (LSJR upstream Trout River) installed two 2nd generation baffle boxes and drainage collection with raised inlets and perforated pipe. | Baffle Boxes- Second Generation | Completed | Not provided | 2015 | 45.21 | 7.41 | Marine | 4.5 | Not provided | 1206 | COJ | $2,617,460 | N/A | Not provided | 30.296113045 | -81.7236040488
666 | LSJM | COJ/ FDOT MS4 | Not provided | COJ-042n | COJ MS4 FLS000012 | Melba/Green Street (LSJR upstream Trout River) #40-031-115242-1. | Wet Detention Pond | Completed | Not provided | 2011 | 490 | 205 | Marine | 472.2 | Not provided | 978 | COJ | $2,053,834 | N/A | Not provided | 30.3155367678 | -81.7175704719
667 | LSJM | COJ/ FDOT MS4 | Not provided | COJ-042m | COJ MS4 FLS000012 | Kennedy Center LID Project (LSJR upstream Trout River). | Stormwater Reuse | Completed | Not provided | 2013 | TBD | N/A | Marine | Not provided | Not provided | Not provided | COJ | $49,925 | N/A | Not provided | 30.3911494211 | -81.8468573147
668 | LSJM | COJ/ FDOT MS4 | NAS Jax | COJ-042l | COJ MS4 FLS000012 | NAS Jax Reuse Partnering Project (LSJR upstream Trout River). | Stormwater Reuse | Completed | Not provided | 2013 | TBD | N/A | Marine | Not provided | Not provided | Not provided | Not provided | Not provided | N/A | Not provided | 30.3911494211 | -81.8468573147
669 | LSJM | COJ/ FDOT MS4 | Not provided | COJ-044a | COJ MS4 FLS000012 | Woodland Acres/Oakwood Villa Area Drainage Phase I (Arlington River). | Wet Detention Pond | Completed | Not provided | 2010 | 18.2 | N/A | Marine | 32 | Not provided | 933 | COJ | Not provided | N/A | Not provided | 30.3228377514 | -81.5811395811
460 | ORCR | GRU | N/A | NUTRIENT02 | Main Street Water Reclamation Facility Annual Operation and Maintenance | City of Gainesville. Alachua County. Maintenance to keep both water reclamation facilities in compliance with existing NPDES permit requirements. NPDES permit for domestic wastewater discharge. Maintain compliance with NPDES permit. | Sanitary Sewer and Wastewater Treatment Facility (WWTF) Maintenance | Ongoing | 2000 | N/A | N/A | N/A | Sweetwater Branch/ Paynes Prairie/ Alachua Sink Basin | N/A | 84223375 | 6039132.8 | GRU Ratepayers | Not provided | N/A | Not provided | 29.635071 | -82.325339
461 | ORCR | ACEPD | N/A | ALACHUA18 | Orange Creek Basin Project Development | Assessed short- and long term benefits/costs of removing loose organic sediments from portions of Newnans Lake to restore hard-bottom aquatic habitats and reduce internal nutrient recycling, while protecting archeological resources. | Study | Completed | 2015 | 2015 | N/A | N/A | Newnans Lake Basin | N/A | 7600 | N/A | Alachua County | Not provided | N/A | Not provided | 29.605 | -82.301
738 | LSJM | St. Johns County MS4 | Not provided | SJC-12 | SJC MS4 FLR04E025 | Proposed LID ordinance, originating from Environmental Division. | Regulations, Ordinances, and Guidelines | Planned | 2007 | 2027 | TBD | N/A | Marine | N/A | N/A | N/A | N/A | N/A | N/A | N/A | 29.937157 | -81.507326
739 | LSJM | Smurfit-Stone Container | WestRock CP, LLC | SS-16 | Smurfit-Stone | Aeration pond dredging. | Sanitary Sewer and Wastewater Treatment Facility (WWTF) Maintenance | Completed | 2016 | 2016 | N/A | N/A | Marine | 23.7 | 220500 | 0 | WestRock CP, LLC | $220,500 | N/A | N/A | 30.423305 | -81.596194
740 | LSJM | Smurfit-Stone Container | WestRock CP, LLC | SS-15 | Smurfit-Stone | Aeration pond dredging. | Sanitary Sewer and Wastewater Treatment Facility (WWTF) Maintenance | Completed | 2014 | 2014 | N/A | N/A | Marine | 18.5 | 259785 | 0 | WestRock CP, LLC | $259,785 | N/A | N/A | 30.423305 | -81.596194
741 | LSJM | Smurfit-Stone Container | WestRock CP, LLC | SS-14 | Smurfit-Stone | Aeration pond dredging. | Sanitary Sewer and Wastewater Treatment Facility (WWTF) Maintenance | Completed | 2013 | 2013 | N/A | N/A | Marine | 17.3 | 225250 | 0 | WestRock CP, LLC | $225,250 | N/A | N/A | 30.423305 | -81.596194
742 | LSJM | Smurfit-Stone Container | WestRock CP, LLC | SS-13 | Smurfit-Stone | Aeration pond dredging. | Sanitary Sewer and Wastewater Treatment Facility (WWTF) Maintenance | Completed | 2011 | 2011 | N/A | N/A | Marine | 27.4 | 229248 | 0 | WestRock CP, LLC | $229,248 | N/A | N/A | 30.423305 | -81.596194
743 | LSJM | Smurfit-Stone Container | WestRock CP, LLC | SS-12 | Smurfit-Stone | Aeration pond dredging. | Sanitary Sewer and Wastewater Treatment Facility (WWTF) Maintenance | Completed | 2010 | 2010 | N/A | N/A | Marine | 24.7 | 159625 | 0 | WestRock CP, LLC | $159,625 | N/A | N/A | 30.423305 | -81.596194
744 | LSJM | Smurfit-Stone Container | WestRock CP, LLC | SS-11 | Smurfit-Stone | Routine WWTF maintenance. | Sanitary Sewer and Wastewater Treatment Facility (WWTF) Maintenance | Completed | 2017 | 2017 | N/A | N/A | Marine | 67 | 162759.11 | 162759.11 | WestRock CP, LLC | $162,759 | N/A | N/A | 30.423305 | -81.596194
745 | LSJM | Smurfit-Stone Container | WestRock CP, LLC | SS-10 | Smurfit-Stone | Routine WWTF maintenance. | Sanitary Sewer and Wastewater Treatment Facility (WWTF) Maintenance | Completed | 2016 | 2016 | N/A | N/A | Marine | 67 | 303208.95 | 303208.95 | WestRock CP, LLC | $303,209 | N/A | N/A | 30.423305 | -81.596194
746 | LSJM | Smurfit-Stone Container | WestRock CP, LLC | SS-09 | Smurfit-Stone | Routine WWTF maintenance. | Sanitary Sewer and Wastewater Treatment Facility (WWTF) Maintenance | Completed | 2015 | 2015 | N/A | N/A | Marine | 67 | 140080.25 | 140080.25 | WestRock CP, LLC | $140,080 | N/A | N/A | 30.423305 | -81.596194
747 | LSJM | Smurfit-Stone Container | WestRock CP, LLC | SS-08 | Smurfit-Stone | Routine WWTF maintenance. | Sanitary Sewer and Wastewater Treatment Facility (WWTF) Maintenance | Completed | 2014 | 2014 | N/A | N/A | Marine | 67 | 202016.1033 | 202016.1033 | WestRock CP, LLC | $202,016 | N/A | N/A | 30.423305 | -81.596194
748 | LSJM | Smurfit-Stone Container | WestRock CP, LLC | SS-07 | Smurfit-Stone | Routine WWTF maintenance. | Sanitary Sewer and Wastewater Treatment Facility (WWTF) Maintenance | Completed | 2013 | 2013 | N/A | N/A | Marine | 67 | 202016.1033 | 202016.1033 | WestRock CP, LLC | $202,016 | N/A | N/A | 30.423305 | -81.596194
749 | LSJM | Smurfit-Stone Container | WestRock CP, LLC | SS-06 | Smurfit-Stone | Routine WWTF maintenance. | Sanitary Sewer and Wastewater Treatment Facility (WWTF) Maintenance | Completed | 2012 | 2012 | N/A | N/A | Marine | 67 | 202016.1033 | 202016.1033 | WestRock CP, LLC | $202,016 | N/A | N/A | 30.423305 | -81.596194
1011 | HILL | SWFWMD | Hillsborough County Public Schools | SWFWMD-001 | Stewart Middle School Shoreline Restoration | Located on Spruce St. north of North Blvd. Shoreline restoration and bank stabilization. | FIB- Stormwater | Completed | 2008 | 2008 | N/A | N/A | Lower Hillsborough River | 1.21 | 250000 | 500 | SWFWMD/ Hillsborough County Public Schools | $250,000 | N/A | Not provided | 27.961 | -82.471
1012 | HILL | SWFWMD | Hillsborough County/ USACE | SWFWMD-002 | Lake Thonotosassa Project | Project was designed to reduce TN, TP, and sediment load from 80 acres of agricultural lake to lake by treatment through constructed wetland and sedimentation basin. Canceled. Completed before TMDL POR. | FIB- Stormwater | Canceled | 2002 | N/A | N/A | N/A | Spartman Branch/ Baker Creek/ Flint Creek | 80 | 1380000 | N/A | SWFWMD/ USACE | $2,710,000 | N/A | Not provided | 28.0536 | -82.2685
1013 | HILL | Tampa Bay Estuary Program | BMAP Stakeholders | TBEP-001 | Pooches for the Planet (Pet Waste Social Marketing Campaign) | TBEP developed and completed a pilot project in small neighborhood park to educate pet owners on responsible stewardship. The program is ongoing with a formal pledge and digital education materials posted to TBEP’s and partner websites. | FIB- Stormwater | Ongoing | 2010 | N/A | N/A | N/A | Lower Hillsborough River/ New River/ Spartman Branch/ Baker Creek/ Flint Creek | N/A | 5000 | N/A | TBEP | Tampa Bay Estuary Program - $5,000 | N/A | Not provided | Not provided | Not provided
210 | OKLA | Lake County | N/A | DORA15 | Lake Saunders Flood Study | Priority project identified from Lake Dora Basin study. | Study | Completed | Not provided | 2009 | N/A | N/A | Lake Dora Basin | N/A | 43102 | N/A | Lake County Stormwater Assessment | $43,102 | N/A | Not provided | 28.8126031223395 | -81.6942460699848
211 | OKLA | Lake County | N/A | PAL21 | Lower Palatlakaha River Basin Study | Lower reaches of the Palatlakaha River and connected lakes. Basin study of the lower Palatlakaha River basin. Basin drainage evaluation, per the county stormwater program. Precursor to stormwater retrofit and restoration activities. | Study | Completed | Not provided | 2009 | N/A | N/A | Palatlakaha River Basin | N/A | 323211 | N/A | Lake County Stormwater Assessment | Not provided | N/A | Not provided | 28.6364364023728 | -81.8693503774128
212 | OKLA | Lake County | N/A | LC05-TROUT | Support of Adopt-a-Lake Program | Adopt-a-Lake Countywide Program is an outreach program to residents of Lake County that enhances knowledge and awareness of stormwater management. Part of MS4 Phase II public education requirement. Replaces WAV Program. | Education Efforts | Ongoing | 2001 | N/A | N/A | 4.3 | Trout Lake Basin | N/A | Not provided | 12000 | Lake County | Not provided | N/A | Not provided | 28.8665071495529 | -81.6804066515698
213 | OKLA | Lake County | Not provided | TROUT07 | Lake Joanna | WQI project - water monitoring, education, removal of invasive species, and re-vegetation. Background and ongoing water monitoring, survey, and individual permits issued. | Education Efforts | Ongoing | Not provided | N/A | N/A | N/A | Trout Lake Basin | N/A | Not provided | 6000 | Pollution Recovery Trust Fund/ Mini-Grant | Not provided | N/A | Not provided | 28.8414549965757 | -81.6451171742111
778 | LSJM | Putnam County Non-MS4 | Not provided | PUT-08 | Putnam Non-MS4 | Education and outreach. | Education Efforts | Ongoing | 2015 | N/A | 3119 | 428 | Freshwater | N/A | N/A | N/A | Putnam County | N/A | N/A | N/A | 29.642806 | -81.588569
779 | LSJM | St. Johns County MS4 | Not provided | SJC-11 | SJC MS4 FLR04E025 | Stormwater education. | Education Efforts | Ongoing | 2008 | N/A | 337 | N/A | Marine | N/A | N/A | 20000 | Not provided | Not provided | N/A | N/A | 29.937156 | -81.507325
501 | ORCR | City of Gainesville | N/A | TUM31 | Tumblin Creek PK Yonge Underpass Improvements | Tumblin Creek Watershed. Underpass upgrade. Replacement and upgrade to an existing underpass for Tumblin Creek to prevent upstream flooding and erosion control. | Stormwater System Rehabilitation | Canceled | N/A | N/A | N/A | N/A | Sweetwater Branch/ Paynes Prairie/ Alachua Sink Basin | N/A | N/A | N/A | City of Gainesville Stormwater Management Utility Fee | N/A | N/A | N/A | 29.6313306788639 | -82.3418162967866
502 | ORCR | City of Gainesville | N/A | TUM32 | Tumblin Creek Erosion Control and Stream Restoration | Tumblin Creek watershed. Creek restoration. Upgrade problematic areas along Tumblin Creek for erosion control and stream restoration. | Stormwater System Rehabilitation | Canceled | N/A | N/A | N/A | N/A | Sweetwater Branch/ Paynes Prairie/ Alachua Sink Basin | N/A | N/A | N/A | City of Gainesville Stormwater Management Utility Fee | N/A | N/A | N/A | 29.6313306788639 | -82.3418162967866
951 | LSJM | COJ/ FDOT MS4 | Not provided | COJ-050 | COJ MS4 FLS000012 | Dunn Creek. | Stormwater System Upgrade | Planned | N/A | 2023 | 1320 | N/A | Marine | 1300 | N/A | N/A | N/A | N/A | N/A | Not provided | 30.4446131532 | -81.5869342788
952 | LSJM | COJ/ FDOT MS4 | Not provided | COJ-052b | COJ MS4 FLS000012 | Lake Forest. | OSTDS Phase Out | Completed | 2011 | 2012 | 1667 | N/A | Marine | Not provided | Not provided | Not provided | Not provided | Not provided | N/A | Not provided | 30.3944874338 | -81.672764428
953 | HILL | Hillsborough County | SWFWMD | HC-007 | 2 Adopt-a-Ponds in Blackwater Creek Watershed | Pond restoration and environmental education. Canceled. Completed before TMDL POR. | FIB- Stormwater | Canceled | Not provided | N/A | N/A | N/A | Blackwater Creek | N/A | N/A | 138000 | Stormwater Operations Budget | N/A | N/A | Not provided | Not provided | Not provided
954 | HILL | DEP | N/A | DEP-005 | Surface Water Temporal Variability Network Monitoring Site | Surface Water Temporal Variability Network in DEP’s Watershed Monitoring Program samples Hillsborough River surface water site at Fowler Ave. (Station # FLO13330), monthly. E. coli results are available from DEP. | FIB- Source Identification Activities | Ongoing | 1999 | N/A | N/A | N/A | Lower Hillsborough River | N/A | N/A | 385000 | EPA 694 Funds | Not provided | Not provided | Not provided | Not provided | Not provided
955 | HILL | FDOT District 7 | Stakeholders Selected for Funding | FDOT-002 | Public Education Program for Tampa Bay Regional Planning Council Distribution | Tampa Bay Regional Planning Council to coordinate public education programs such as Museum of Science and Industry’s (MOSI) Marine Gang, Keep Tampa Bay Beautiful, Bay Soundings Environmental Journal, storm drain markers, books, Community Outreach etc. | FIB- Stormwater | Ongoing | 1996 | N/A | N/A | N/A | Hillsborough River Basin | N/A | N/A | 65000 | Florida Legislature | Not provided | Not provided | Not provided | Not provided | Not provided
956 | HILL | FDOT District 7 | City of Tampa | FDOT-003 | Street Sweeping Curb and Bridge Roadway Sections | Street sweeping of all interstate roadway sections with curb and bridges in Hillsborough County, and street sweeping of all FDOT roadways with curb in City of Tampa. | FIB- Stormwater | Ongoing | Not provided | N/A | N/A | N/A | Lower Hillsborough River | N/A | N/A | Not provided | Florida Legislature | Not provided | Not provided | Not provided | Not provided | Not provided
80 | OKLA | FDACS | Agricultural Producers | NUTRIENT06 | BMP Manual Development - Equine | Development and rule adoption of a manual that addresses best management practices for horse management. Management of agricultural runoff reduces nutrient loadings. | Agricultural BMPs | Completed | 2006 | 2012 | N/A | N/A | Upper Ocklawaha Basin | N/A | N/A | N/A | N/A | N/A | N/A | Not provided | TBD | TBD
81 | OKLA | FDACS | Agricultural Producers | NUTRIENT10 | BMP Manual Development - Nurseries | Development and rule adoption of a manual that addresses BMPs for in-ground nurseries. Management of agricultural runoff reduces nutrient loadings. | Agricultural BMPs | Completed | 2012 | 2014 | N/A | N/A | Upper Ocklawaha Basin | N/A | N/A | N/A | N/A | N/A | N/A | Not provided | TBD | TBD
315 | OKLA | City of Eustis | LCWA/ Lake County | EUSTIS02-TROUT | Education and Outreach Activities | Public service announcements on utility bills, pamphlets, website, illicit connection reporting. City adopted ordinances for, landscaping, fertilizer application, and pet waste management. Student and adult education programs. | Education Efforts | Ongoing | Not provided | N/A | N/A | 13.7 | Trout Lake Basin | N/A | Not provided | 2250 | City of Eustis Stormwater Utility Fee | Not provided | N/A | Not provided | 28.8665923383721 | -81.6830562905953
316 | OKLA | City of Eustis | FDACS | TROUT10 | Trout Lake Hybrid Wetland Treatment | Hybrid wetland treatment system will remove TN and TP loading to Hicks Ditch and Trout Lake. In dry season will also be used to treat water in a canal connected will treat Trout Lake water. | Hybrid wetland treatment technology (HWTT) | Completed | 2016 | 2017 | 4872 | 199 | Trout Lake Basin | N/A | 3000000 | Not provided | City of Eustis/ FDACS | City of Eustis Provided the Land/ FDACS Provided Remaining of Project Funding | N/A | Not provided | 28.8843049999999 | -81.671744
317 | OKLA | City of Fruitland Park | City of Leesburg | FRUITLANDP01 | Street Sweeping and Storm Drain Inlet Cleaning | Sweep streets 4 times per year and clean out 12 storm drain inlets. | Street Sweeping | Ongoing | Not provided | N/A | N/A | Not provided | Lake Griffin Basin | N/A | N/A | Not provided | City of Leesburg | Not provided | N/A | Not provided | TBD | TBD
452 | ORCR | City of Gainesville | N/A | NEW28 | Duval Heights Drainage Improvements | Lake Forest Creek watershed. Construction of roadside swales to help prevent flooding of the existing paved streets and will provide additional treatment prior to discharging to the Duval Stormwater Park. | Grass swales without swale blocks or raised culverts | Canceled | N/A | N/A | N/A | N/A | Newnans Lake Basin | N/A | N/A | N/A | City of Gainesville Stormwater Management Utility Fee | N/A | N/A | N/A | 29.6564052998082 | -82.2958760389501
453 | ORCR | City of Gainesville | N/A | NEW29 | Smokey Bear Road Underpass Improvements | Little Hatchet Creek watershed. Underpass upgrade. Replacement and upgrade to an existing underpass for Little Hatchet Creek to prevent upstream flooding and erosion control. | Stormwater System Rehabilitation | Canceled | N/A | N/A | N/A | N/A | Newnans Lake Basin | N/A | N/A | N/A | City of Gainesville Stormwater Management Utility Fee | N/A | N/A | N/A | 29.6861997660475 | -82.2917153844989
454 | ORCR | City of Gainesville | N/A | NEW30 | Lake Forest Creek Watershed Master Study | Lake Forest Creek watershed. Conduct a watershed master plan to determine projects to benefit the watershed along with Newnans Lake. | Study | Underway | 2017 | 2021 | N/A | N/A | Newnans Lake Basin | N/A | 300000 | N/A | City of Gainesville Stormwater Management Utility Fee | $300,000 | N/A | N/A | 29.6535651147108 | -82.2469255455848
455 | ORCR | City of Gainesville | N/A | NEW41 | Pleasant Acres Storm Sewer | Provides compensating treatment for redevelopment site. Benefits: Reduce sediment load and nutrient loads. Improve water quality. | Regional Stormwater Treatment | Completed | 2016 | 2016 | N/A | N/A | Newnans Lake Basin | N/A | 70176 | N/A | City of Gainesville Storm Water Management Utility Fee | Not provided | N/A | N/A | 29.6861997660475 | -82.2917153844989
674 | LSJM | COJ/ FDOT MS4 | Not provided | COJ-096 | COJ MS4 FLS000012 | FDOT Branan Field Chafee roadway project (Argyle Forest to 103rd). | Wet Detention Pond | Completed | Not provided | Prior to 2008 | 88 | N/A | Marine | 112 | Not provided | Not provided | FDOT/ State Legislature | N/A | N/A | Not provided | 30.2176510637 | -81.8348223117
675 | LSJM | COJ/ FDOT MS4 | Not provided | COJ-095 | COJ MS4 FLS000012 | FDOT widening of SR 13. | Dry Detention Pond | Completed | Not provided | Prior to 2008 | 180 | N/A | Marine | 227 | Not provided | Not provided | FDOT/ State Legislature | N/A | N/A | Not provided | 30.2419821711 | -81.6243222588
676 | LSJM | COJ/ FDOT MS4 | Not provided | COJ-094 | COJ MS4 FLS000012 | FDOT Beach Blvd. from west of Florida Community College at Jacksonville (FCCJ) to east of San Pablo. | Wet Detention Pond | Completed | Not provided | 2008 | 132 | N/A | Marine | 165 | Not provided | Not provided | FDOT/ State Legislature | N/A | N/A | Not provided | 30.2878496858 | -81.4794683497
677 | LSJM | COJ/ FDOT MS4 | Not provided | COJ-093 | COJ MS4 FLS000012 | FDOT Southside Blvd/ I-95 connector. | Dry Detention Pond | Completed | Not provided | Prior to 2008 | 218 | N/A | Marine | 76 | Not provided | Not provided | FDOT/ State Legislature | N/A | N/A | Not provided | 30.2011027115 | -81.5552250491
678 | LSJM | COJ/ FDOT MS4 | Not provided | COJ-092 | COJ MS4 FLS000012 | FDOT JTB/ A1A interchange. | Wet Detention Pond | Completed | Not provided | Prior to 2008 | 7 | N/A | Marine | 20 | Not provided | Not provided | FDOT/ State Legislature | N/A | N/A | Not provided | Incompatible Point | Incompatible Point
679 | LSJM | COJ/ FDOT MS4 | Not provided | COJ-091 | COJ MS4 FLS000012 | FDOT 9A from Baymeadows to JTB. | Wet Detention Pond | Completed | Not provided | Prior to 2008 | 156 | N/A | Marine | 195 | Not provided | Not provided | FDOT/ State Legislature | N/A | N/A | Not provided | 30.2384807419 | -81.5128167281
680 | LSJM | COJ/ FDOT MS4 | Not provided | COJ-090 | COJ MS4 FLS000012 | FDOT Beaver Street (US 90) from Stockton to Tyler. | Wet Detention Pond | Completed | Not provided | Prior to 2008 | 7 | N/A | Marine | 7 | Not provided | Not provided | FDOT/ State Legislature | N/A | N/A | Not provided | 30.3350864203 | -81.6867674439
681 | LSJM | COJ/ FDOT MS4 | Not provided | COJ-089 | COJ MS4 FLS000012 | FDOT I-295 from west of Duval to Biscayne Blvd. | Wet Detention Pond | Completed | Not provided | Prior to 2008 | 15 | N/A | Marine | 20 | Not provided | Not provided | FDOT/ State Legislature | N/A | N/A | Not provided | 30.4605844736 | -81.6743869776
682 | LSJM | Putnam County Non-MS4 | SJRWMD | PUT-04 | Putnam Non-MS4 | Edgefield RST. Former credit for just O&M updated to reflect transfer of ownership in 2018 to county. Additional credits of 3,931 kg/yr TN and 1,865 kg/yr TP transferred to this project in 2018. | Regional Stormwater Treatment | Completed | 2018 | 2014 | 9955 | 4695.02 | Freshwater | 2028 | 3800000 | 9600 | SJRWMD | Not provided | N/A | Not provided | 29.69318 | -81.572227
683 | LSJM | COJ/ FDOT MS4 | Not provided | COJ-087 | COJ MS4 FLS000012 | FDOT SR 115/ 8th St project. | Wet Detention Pond | Completed | Not provided | Prior to 2008 | 2 | N/A | Marine | 4 | Not provided | Not provided | FDOT/ State Legislature | N/A | N/A | Not provided | 30.3449670652 | -81.6374601414
684 | LSJM | COJ/ FDOT MS4 | Not provided | COJ-100 | COJ MS4 FLS000012 | FDOT JTB/ Kernan project. | Wet Detention Pond | Completed | Not provided | Prior to 2008 | 53 | N/A | Marine | 65 | Not provided | Not provided | FDOT/ State Legislature | N/A | N/A | Not provided | 30.2877447959 | -81.4878902594
685 | LSJM | Town of Orange Park WWTF | Keystone (Jax) Vulcan Wash Plant | OP-05 | Ash Street WWTF FL0023922 | Credit traded to Keystone Vulcan Wash Plant in Jax (point source discharge/ not allocated in 2008 BMAP). Updated credits in 2020. | Credit Trade | Completed | 2019 | 2020 | -40 | N/A | Marine | N/A | N/A | N/A | N/A | N/A | N/A | N/A | 30.1828428291247 | -81.7103359760535
686 | LSJM | City of Palatka WWTF | Not provided | PAL-01 | Palatka WWTF FL0040061 | Reuse to golf course. | Stormwater Reuse | Completed | Not provided | Prior to 2008 | 28600 | 3806 | Freshwater | N/A | 2500000 | Not provided | Not provided | Not provided | N/A | Not provided | 29.63108 | -81.64874
687 | LSJM | City of Palatka WWTF | Not provided | PAL-02 | Palatka WWTF FL0040061 | Reuse to ballfields. | Stormwater Reuse | Completed | Not provided | 2008 | 11499 | 1520 | Freshwater | N/A | 650000 | Not provided | Not provided | Not provided | N/A | Not provided | Not provided | Not provided
688 | LSJM | City of Palatka WWTF | Not provided | PAL-03 | Palatka WWTF FL0040061 | Reuse to cemeteries. | Stormwater Reuse | Completed | Not provided | 2009 | 20000 | 2651 | Freshwater | N/A | 1250000 | Not provided | Not provided | Not provided | N/A | N/A | Not provided | Not provided
689 | LSJM | City of Palatka WWTF | Not provided | PAL-05 | Palatka WWTF FL0040061 | Zero discharge. | WWTF Diversion to Reuse | Completed | 2006 | 2014 | 48057 | 10503 | Freshwater | N/A | 8500000 | Not provided | DEP/ SJRWMD | Not provided | N/A | Not provided | 29.615922 | -81.651214
690 | LSJM | COJ/ FDOT MS4 | Not provided | COJ-037 | COJ MS4 FLS000012 | Pritchard Rd. (Jones to I-295). | Wet Detention Pond | Completed | Not provided | Prior to 2008 | 0 | N/A | Marine | 116 | Not provided | 17727 | Not provided | Not provided | N/A | Not provided | 30.3721545133 | -81.7905736077
691 | LSJM | City of Palatka Non-MS4 | Not provided | PAL-07 | Palatka Non-MS4 | Downtown watershed first-flush treatment. | Stormwater Treatment Areas (STAs) | Completed | 2012 | 2015 | 4 | 0.7 | Freshwater | N/A | Not provided | Not provided | Not provided | $160,000 | N/A | Not provided | Not provided | Not provided
692 | LSJM | City of Palatka Non-MS4 | SJRWMD/ Better Place | PAL-08 | Palatka Non-MS4 | Booker Park Regional Pond. | Wet Detention Pond | Completed | 2017 | 2018 | 75.94 | 20.2 | Freshwater | 23 | 779000 | 10000 | SJRWMD/ Better Place Plan Funding | SJRWMD Phase 1 - $440,000 | N/A | Not provided | 29.655996 | -81.636816
693 | LSJM | City of Palatka Non-MS4 | SJRWMD/ Community Redevelopment Funding | PAL-09 | Palatka Non-MS4 | South Historic District Pretreatment. | Exfiltration Trench | Completed | 2017 | 2018 | 17.62 | 2.89 | Freshwater | 5.81 | 694000 | 10000 | SJRWMD/ TIF | SJRWMD - $500,000 | N/A | Not provided | 29.643257 | -81.63648
694 | LSJM | City of Palatka WWTF | Tater Farms | PAL-10 | Palatka WWTF FL0040061 | Reuse to 200+ acres of agriculture (0.5 mgd estimated use). | WWTF Diversion to Reuse | Completed | 2018 | 2020 | TBD | TBD | Freshwater | N/A | 1200000 | 20000 | SJRWMD/ Utility | SJRWMD - $1,109,220 | N/A | Not provided | 29.615536 | -81.651514
695 | LSJM | Putnam County Non-MS4 | Not provided | PUT-01 | Putnam Non-MS4 | Phase Out Putnam Lanes WWTF. | Decommission/ Abandonment | Completed | Not provided | 2008 | 110 | 27.5 | Freshwater | 3 | Not provided | Not provided | Not provided | Not provided | N/A | N/A | 29.660712 | -81.673192
696 | LSJM | COJ/ FDOT MS4 | Not provided | COJ-088 | COJ MS4 FLS000012 | FDOT JTB from I-95 to Gate Parkway. | Wet Detention Pond | Completed | Not provided | Prior to 2008 | 46 | N/A | Marine | 58 | Not provided | Not provided | FDOT/ State Legislature | N/A | N/A | Not provided | 30.250615233 | -81.5717433299
697 | LSJM | St. Johns County Non-MS4 | Not provided | SJC-26 | SJC Non-MS4 | Algal Initiative – Masters Tract RST facility* stormwater harvesting. | Stormwater Reuse | Canceled | N/A | N/A | N/A | N/A | Marine | N/A | N/A | N/A | N/A | N/A | N/A | N/A | N/A | N/A
698 | LSJM | St. Johns County MS4 | Not provided | SJC-13 | SJC MS4 FLR04E025 | Slow release fertilizer ordinance. Credits under SJC-11. | Regulations, Ordinances, and Guidelines | Completed | 2000 | 2010 | N/A | N/A | Marine | N/A | N/A | N/A | N/A | N/A | N/A | N/A | 29.937158 | -81.507327
699 | LSJM | Smurfit-Stone Container | WestRock CP, LLC | SS-02 | Smurfit-Stone | Routine WWTF maintenance. | Sanitary Sewer and Wastewater Treatment Facility (WWTF) Maintenance | Completed | 2008 | 2008 | N/A | N/A | Marine | 67 | 202016.1033 | 202016.1033 | WestRock CP, LLC | $202,016 | N/A | N/A | 30.423305 | -81.596194
700 | LSJM | Smurfit-Stone Container | N/A | SS-01 | Smurfit-Stone | Complete process improvements. | WWTF Nutrient Reduction | Completed | Not provided | Prior to 2008 | 157705 | N/A | Marine | N/A | N/A | N/A | N/A | N/A | N/A | N/A | Not provided | Not provided
701 | LSJM | St. Johns County Non-MS4 | Not provided | SJC-35 | SJC Non-MS4 | CR 13 Culvert Box #8. | Baffle Boxes- Second Generation | Completed | 2013 | 2014 | 150 | N/A | Marine | Not provided | Not provided | Not provided | Not provided | Not provided | N/A | N/A | 29.9621486244229 | -81.5507930352726
702 | LSJM | St. Johns County Non-MS4 | Not provided | SJC-34 | SJC Non-MS4 | Colee Cove Rd. baffle box. Canceled in 2017. | Baffle Boxes- Second Generation | Canceled | N/A | N/A | N/A | N/A | Marine | Not provided | N/A | N/A | N/A | N/A | N/A | N/A | N/A | N/A
703 | LSJM | St. Johns County Non-MS4 | Not provided | SJC-33 | SJC Non-MS4 | CR 13 and Joe Ashton Rd. baffle box. Canceled in 2020. | Baffle Boxes- Second Generation | Canceled | N/A | N/A | N/A | N/A | Marine | N/A | N/A | N/A | N/A | N/A | N/A | N/A | 29.9542791704428 | -81.5488021831619
704 | LSJM | St. Johns County Non-MS4 | Not provided | SJC-32 | SJC Non-MS4 | Fruit Cove Degrove Rd. baffle box. Canceled in 2017. | Baffle Boxes- Second Generation | Canceled | N/A | N/A | N/A | N/A | Marine | N/A | N/A | N/A | N/A | N/A | N/A | N/A | N/A | N/A
705 | LSJM | St. Johns County Non-MS4 | Not provided | SJC-31 | SJC Non-MS4 | Fruit Cove Lemonwood Rd. baffle box. Canceled in 2017. | Baffle Boxes- Second Generation | Canceled | N/A | N/A | N/A | N/A | Marine | N/A | N/A | N/A | N/A | N/A | N/A | N/A | N/A | N/A
706 | LSJM | St. Johns County Non-MS4 | Not provided | SJC-30 | SJC Non-MS4 | Fruit Cove Secret Oaks Place baffle box. Canceled in 2017. | Baffle Boxes- Second Generation | Canceled | N/A | N/A | N/A | N/A | Marine | N/A | N/A | N/A | N/A | N/A | N/A | N/A | N/A | N/A
707 | LSJM | St. Johns County Non-MS4 | Not provided | SJC-29 | SJC Non-MS4 | Deep Creek West RST improvements.** | Regional Stormwater Treatment | Completed | 2013 | 2015 | 4515 | N/A | Marine | 1220 | 1400000 | 75000 | SJRWMD | $500,000 | N/A | 27415 | 29.7057670533029 | -81.4849943668293
708 | LSJM | St. Johns County Non-MS4 | Not provided | SJC-28 | SJC Non-MS4 | Bishop Estates baffles boxes. | Baffle Boxes- Second Generation | Completed | 2011 | 2013 | 262 | N/A | Marine | 53 | 355705 | 4000 | DEP 319 | $255,706 | N/A | N/A | 30.1283176451475 | -81.6144472257839
709 | LSJM | Smurfit-Stone Container | WestRock CP, LLC | SS-04 | Smurfit-Stone | Routine WWTF maintenance. | Sanitary Sewer and Wastewater Treatment Facility (WWTF) Maintenance | Completed | 2010 | 2010 | N/A | N/A | Marine | 67 | 202016.1033 | 202016.1033 | WestRock CP, LLC | $202,016 | N/A | N/A | 30.423305 | -81.596194
962 | HILL | FDOH | Not provided | FDOH-008 | Septic System 200-foot Setback for Hillsborough River—Potable Supply Protection | Implement setback requirement when issuing septic system permits. | FIB- OSTDS | Ongoing | 1980 | N/A | N/A | N/A | New River | N/A | N/A | 2000 | Not provided | Not provided | Not provided | Not provided | Not provided | Not provided
963 | HILL | Hillsborough County | SWFWMD | HC-006 | Lake Watch and Hillsborough County Stream Water Watch | Public education on pollution prevention and BMPs through volunteer monitoring networks on lakes and streams in Hillsborough County. Includes data analysis of samples collected for nutrients. | FIB- Stormwater | Ongoing | 2001 | N/A | N/A | N/A | Blackwater Creek/ Lower Hillsborough River/ Spartman Branch/ Baker Creek/ Flint Creek | N/A | N/A | 116000 | Stormwater Operating Budget/ SWFWMD Cooperative Funding | Not provided | N/A | Not provided | Not provided | Not provided
964 | HILL | FDOH | Not provided | FDOH-007 | Public Health Education Program | Ongoing annual countywide public health education program distributed via permit issuance. | FIB- Stormwater | Ongoing | Not provided | N/A | N/A | N/A | Blackwater Creek/ Lower Hillsborough River/ New River/ Spartman Branch/ Baker Creek/ Flint Creek | N/A | N/A | 500 | Not provided | Not provided | Not provided | Not provided | Not provided | Not provided
965 | HILL | Hillsborough County | DEP | HC-008 | Cone Ranch Restoration Project | Project restored hydroperiod to ditched and drained wetlands in agricultural pasture. Seven constructed wetland ponds were created for stormwater treatment. Calculated TN load reduction of 331 lbs/yr. Canceled. Completed before TMDL POR. | FIB- Stormwater | Canceled | Not provided | N/A | N/A | N/A | Blackwater Creek | 400 | 392000 | Not provided | EPA 319(h) Grant/ In-kind Services from Project Partners | N/A | N/A | Not provided | Not provided | Not provided
966 | HILL | Hillsborough County | Audubon Ranch/ DEP/ SWFWMD | HC-009 | Floodplain Fencing for Cattle Restriction | Following construction of wetlands rehydration project on Tiger Creek, Audubon Ranch developed, installed, and maintains network of fencing designed to keep cattle from entering Tiger Creek tributary to help with water quality improvements. | FIB- Stormwater | Completed | Not provided | 2009 | N/A | N/A | Blackwater Creek | N/A | Not provided | Not provided | EPA/ DEP/ SWFWMD/ Hillsborough County | Not provided | Not provided | Not provided | Not provided | Not provided
967 | HILL | Hillsborough County | BMAP Stakeholders | HC-010 | Participate in HTBMT Calls and Efforts | Participate in monthly HTBMT coordination calls and other HTBMT efforts. | FIB- Source Identification Activities | Ongoing | 2009 | N/A | N/A | N/A | Throughout Hillsborough County | N/A | Not provided | Not provided | Hillsborough County | Not provided | N/A | Not provided | Not provided | Not provided
96 | OKLA | City of Winter Garden | N/A | LAP35 | Plant St. | Project involves widening Plant St., including blowing out intersection of West Crown Point Rd. in Winter Garden; no stormwater treatment for this section of road prior to widening. | Dry Detention Pond | Completed | 2012 | Prior to 2014 | TBD | TBD | Lake Apopka Basin | Not provided | 2000000 | Not provided | City of Winter Garden | Not provided | Not provided | Not provided | 28.5725565994099 | -81.5663373921312
97 | OKLA | FDACS | Agricultural Producers | NUTRIENT07 | BMP Manual Development - Container Grown Plants | Development and rule adoption of a manual that addresses best management practices for container grown plants. Management of agricultural runoff reduces nutrient loadings. | Agricultural BMPs | Completed | 2006 | Prior to 2007 | N/A | N/A | Upper Ocklawaha Basin | N/A | N/A | N/A | N/A | N/A | N/A | Not provided | TBD | TBD
98 | OKLA | City of Winter Garden | N/A | WNTRGAR01 | Street Sweeping | Sweeping of city-maintained streets to remove dirt and debris. Benchmark frequency for sweeping shall be quarterly or as needed. The performance benchmark shall be 4,355 miles of pavement swept with 312 cubic tons of debris collected annually. | Street Sweeping | Ongoing | Not provided | N/A | 2829 | 1442 | Lake Apopka Basin | N/A | N/A | Not provided | City of Winter Garden | Not provided | N/A | Not provided | 28.629109675501 | -81.6221493837582
99 | OKLA | City of Winter Garden | N/A | LAP47 | Avalon and Tilden Rd. Improvement Project | Roadway improvements including dry retention of roadway runoff in swales with ditch blocks. Swales with blocks or raised culverts | Grass swales with swale blocks or raised culverts | Completed | 2016 | 2017 | TBD | 14 | Lake Apopka Basin | 9.28 | Not provided | Not provided | City of Winter Garden | Not provided | Not provided | Not provided | 28.5074058685223 | -81.6199132330263
100 | OKLA | City of Winter Garden | N/A | WNTRGAR02-ROB | Education and Outreach in the Lake Roberts Basin | Education outreach credit of 6 %. | Education Efforts | Underway | Not provided | N/A | N/A | 2 | Lake Roberts Basin | N/A | Not provided | Not provided | City of Winter Garden | Not provided | Not provided | Not provided | TBD | TBD
101 | OKLA | DEP | LCWA | GRIF12 | Lake Griffin State Park Retrofit | Wet detention pond. No increase in TP load with road improvement. | Wet Detention Pond | Completed | 2017 | 2004 | N/A | 11 | Lake Griffin Basin | Not provided | 82535 | Not provided | DEP/ LCWA | DEP – $41,268/ LCWA – $41,268 | Not provided | N/A | Incompatible Point | Incompatible Point
102 | OKLA | FDACS | City of Eustis | TROUT08 | Trout Lake Hybrid Wetland Treatment | Hybrid wetland treatment system will remove TN and TP loading to Hicks Ditch and Trout Lake. In dry season will also be used to treat Trout Lake water. Eustis receives 199 TP-pounds/yr of credit and FDACS receives 2,015 TP-pounds/yr of credit. | Hybrid wetland treatment technology (HWTT) | Completed | 2016 | 2017 | 9648 | 1464 | Trout Lake Basin | 9300 | 2752650 | 1246540 | FDACS | N/A | N/A | Not provided | 28.8843049999999 | -81.671744
103 | OKLA | FDACS | Agricultural Producers | NUTRIENT05 | BMP Manual Development - Cow/calf | Development and rule adoption of a manual that addresses best management practices for cow. | Agricultural BMPs | Completed | 2006 | 2009 | N/A | N/A | Upper Ocklawaha Basin | N/A | N/A | N/A | N/A | N/A | N/A | Not provided | TBD | TBD
104 | OKLA | FDOT District 5 | N/A | LAP30 | SR 50 – Basin 1 (L-4) | SR 50 From West of Avalon Road to SR429 (410983-1) - Basin 1 (L-4). Wet detention pond. No increase in TP load with road improvement. | Wet Detention Pond | Completed | Not provided | Prior to 2014 | N/A | 12.19 | Lake Apopka Basin | 24.39 | Not provided | Not provided | City of Apopka Stormwater Service Fees | N/A | N/A | Not provided | 28.5535542295934 | -81.6024342445599
105 | OKLA | City of Wildwood | Not provided | WILDWOOD01 | Education and Outreach Activities | Outreach program (1 % credit) to residents of City of Wildwood that enhances knowledge and awareness of stormwater management. Includes SWFWMD requirements for water conservation and FFL recommendations for fertilizing and irrigating landscapes. | Education Efforts | Ongoing | Not provided | N/A | N/A | 0.3 | Lake Harris Basin | N/A | Not provided | Not provided | Not provided | Not provided | Not provided | Not provided | TBD | TBD
106 | OKLA | SJRWMD | N/A | GRIF01 | Lake Griffin Emeralda Marsh Restoration | Emeralda Marsh Conservation Area: managed for wetland restoration, alum treatment to bind phosphates in sediments, manage nutrient outflow to Lk Griffin to feasible loading of 1.1 kg/ha/yr or about 1 lb/ac. Area 3 reconnected to Lk Griffin in 2017. | Wetland Restoration | Completed | 1992 | Prior to 2007 | N/A | 41450 | Lake Griffin Basin | 7089 | 15975204 | Not provided | SJRWMD Ad Valorem/ Florida Legislature | Not provided | N/A | Not provided | 28.894560000596 | -81.8128399999837
107 | OKLA | SJRWMD | N/A | DORA13 | Gizzard Shad Harvest | Harvest of gizzard shad from Lake Dora by commercial fishermen. Part of experimental assessment with UF and FWC. Removal of fish removes nutrients. Reduces recycling of nutrients from sediments and reduces TSS. Stabilizes bottom to reduce TSS. | Fish Harvesting | Completed | 2005 | 2006 | N/A | N/A | Lake Dora Basin | N/A | Not provided | 150000 | SJRMWD Ad Valorem/ Florida Legislature | Not provided | N/A | Not provided | 28.7883820215925 | -81.702962983616
108 | OKLA | SJRWMD | N/A | BCL03 | Gizzard Shad Harvest | Harvest of gizzard shad from Lake Beauclair by commercial fishermen. Removal of fish removes nutrient from lake. Reduces recycling of nutrients from sediments and reduces TSS. Stabilizes bottom to reduce TSS. | Fish Harvesting | Completed | 2005 | 2018 | N/A | N/A | Lake Beauclair Basin | N/A | Not provided | 150000 | SJRWMD Ad Valorem/ Florida Legislature | Not provided | N/A | Not provided | 28.7736200005788 | -81.6598499999855
109 | OKLA | SJRWMD | DEP/ UF | LAP52 | Lake Apopka SAV Initial Assessment and In-lake Planting Pilot Projects | SJRWMD Contract 31945 (UF) to determine factors that promote the establishment, persistence, and expansion of SAV in Lake Apopka, planted or naturally recruited. This will inform future large-scale SAV restoration efforts in Lake Apopka. | SAV Planting | Underway | 2017 | 2021 | N/A | N/A | Lake Apopka Basin | 5 | 750000 | 0 | DEP/ Florida Legislature Appropriation | Not provided | N/A | 31945 | 28.6707124561345 | -81.656203208779
110 | OKLA | SJRWMD | DEP | LAP51 | Unconsolidated Floc Pumping | Pump unconsolidated floc from Lake Apopka to improve the opportunity of habitat. Total project will remove 50,000 pounds of TN and 1,600 pounds of TP. | Muck Removal/Restoration Dredging | Completed | 2016 | 2019 | N/A | N/A | Lake Apopka Basin | 100 | 2444000 | N/A | DEP/ Florida Legislature Appropriation | DEP - $983,000/ FWC - $1,461,000 | N/A | Not provided | 28.6239400005597 | -81.6280199999908
111 | OKLA | SJRWMD | FWC | LAP50 | In-lake Sump Project at Lake Apopka | Dredging in the northwest portion of Lake Apopka to create a sump where unconsolidated flocculent can settle and be removed in the future. Project also includes navigation dredging near the mouth of the Apopka-Beauclair Canal. | Muck Removal/Restoration Dredging | Completed | 2014 | 2019 | N/A | N/A | Lake Apopka Basin | 121.9 | 4200000 | N/A | FWC | $4,200,000 | N/A | Not provided | 28.661711897876 | -81.6656828659641
112 | OKLA | SJRWMD | Lake County/ LCWA | LAP08 | Removal of Gizzard Shad | Lake Apopka. Harvest of gizzard shad by commercial fishermen. Reduces recycling of nutrients from sediments and reduces sediment resuspension (TSS). Stabilizes bottom to reduce TSS. Proposed reductions: 19,530 lbs/yr TN. 7,416 lbs/yr for TP. | Fish Harvesting | Ongoing | 1993 | N/A | 21733 | 8528 | Lake Apopka Basin | N/A | Not provided | 860000 | SJRWMD Ad Valorem/ Lake County/ LCWA/ Florida Legislature | $750,000 | N/A | Not provided | 28.6239400005596 | -81.6280199999908
113 | OKLA | FDOT District 5 | N/A | LAP15 | SR-50 – Basin H | SR-50 from West of Hancock Road to East of Turnpike -Basin H. Wet detention pond. No increase in TP load with road improvement. | Wet Detention Pond | Completed | Not provided | Prior to 2007 | N/A | 13.46 | Lake Apopka Basin | 18.14 | Not provided | Not provided | Florida Legislature | Not provided | N/A | Not provided | 28.5442000005447 | -81.6513999999865
114 | OKLA | SJRWMD | N/A | HAR02 | Lake Harris Conservation Area | North shore of Lake Harris. Restoration of former muck farm. Treatment of soil (alum) to bind phosphates. Aquatic & wetland habitat restoration. Reduce & manage phosphorus outflow to Lk Harris or Lk Griffin to 1.1 kg/ha/yr or about 1 lb/ac. | Wetland Restoration | Completed | 1992 | Prior to 2007 | N/A | 6665 | Lake Harris Basin | 395 | 950538 | Not provided | SJRWMD Ad Valorem/ Florida Legislature | Not provided | N/A | Not provided | 28.8185800000769 | -81.8166300000048
130 | OKLA | SJRWMD | LCWA | GRIF02 | Gizzard Shad Harvest | Harvest of gizzard shad from Lake Griffin by commercial fishermen. Remove and export nutrients via fish. Reduces recycling of nutrients from sediments and reduces TSS. Stabilizes bottom to reduce TSS. | Fish Harvesting | Completed | 2002 | 2008 | N/A | N/A | Lake Griffin Basin | N/A | 1000000 | N/A | SJRWMD Ad Valorem/ Florida Legislature Appropriation/ LCWA | Not provided | N/A | Not provided | 28.8710200000776 | -81.8448600000048
131 | OKLA | FDOT District 5 | N/A | DOT01-CARL | FDOT Street Sweeping (E5Q71 Contract No) | Removal of debris and sediment from state maintained roadways. | Street Sweeping | Ongoing | 2016 | N/A | 0 | 0 | Lake Carlton Basin | N/A | Not provided | Not provided | Florida Legislature | Not provided | N/A | Not provided | 28.7546696427972 | -81.6240214278749
132 | OKLA | Town of Lady Lake | DEO | GRIF27 | Service Area 1 and Service Area 3 | Skyline Drive Drainage Improvement. Improved stormwater conveyance system. Area covers Skyline Drive north to Ray St., west to Summit St., and east to High St. | Stormwater System Upgrade | Completed | Not provided | 2013 | N/A | Not provided | Lake Griffin Basin | Not provided | 1300000 | Not provided | Town of Lady Lake/ DEO | DEO – $750,000/ Town of Lady Lake – $550,000 | N/A | Not provided | 28.Incompatible Point | Incompatible Point
133 | OKLA | FDOT District 5 | N/A | DOT03-CARL | Fertilizer Cessation | Elimination of bulk fertilizer contracts. Reduction of TN/TP from elimination of fertilizer use along state highway system. | Fertilizer Cessation | Completed | N/A | 2005 | 206 | 206 | Lake Carlton Basin | 14.2 | Not provided | Not provided | Florida Legislature | Not provided | N/A | Not provided | 28.7546696427972 | -81.6240214278749
134 | OKLA | FDOT District 5 | N/A | DOT04-CARL | Education and Outreach Activities | Informational pamphlets and Illicit discharge notification. | Education Efforts | Ongoing | Not provided | N/A | N/A | 0.1 | Lake Carlton Basin | N/A | Not provided | Not provided | Florida Legislature | Not provided | N/A | Not provided | 28.7596113607758 | -81.6574608559191
135 | OKLA | FDOT District 5 | N/A | GRIF26 | SR 500/US 441 – Basin E | Lake Griffin, State Road 500 (US 441) From Martin Luther King to Lake Ella Road. Basin E (238395-4). Dry retention. No increase in TP load with road improvement. | On-line Retention BMPs | Completed | 2008 | 2014 | N/A | 7.81 | Lake Griffin Basin | 9.92 | Not provided | Not provided | Florida Legislature | Not provided | N/A | Not provided | Incompatible Point | Incompatible Point
136 | OKLA | FDOT District 5 | N/A | DOT01-GRIF | FDOT Street Sweeping (E5Q71 Contract No) | Removal of debris and sediment from state maintained roadways. | Street Sweeping | Ongoing | 2014 | N/A | 88 | 57 | Lake Griffin Basin | N/A | Not provided | Not provided | Florida Legislature | Not provided | N/A | Not provided | 28.8414271793118 | -81.8948212906793
137 | OKLA | Town of Lady Lake | N/A | LADYL03 | Storm Water System Maintenance | Town-wide curb and gutter cleaning and catch basin vacuuming. Remove pollutants and debris before entering storm sewer system. The benchmark frequency for this routine maintenance shall be quarterly or as needed. | BMP Cleanout | Ongoing | Not provided | N/A | N/A | Not provided | Lake Griffin Basin | N/A | N/A | Not provided | Town of Lady Lake | Not provided | N/A | Not provided | TBD | TBD
138 | OKLA | Town of Lady Lake | N/A | LADYL02 | Street Sweeping | Town wide street sweeping to remove dirt and debris. The benchmark frequency is quarterly or as needed. Removal of debris and pollutants prevents entry into lakes. The performance benchmark shall be 250 cubic yards of material removed annually. | Street Sweeping | Ongoing | Not provided | N/A | N/A | 8 | Lake Griffin Basin | N/A | N/A | 25000 | Town of Lady Lake | Not provided | N/A | Not provided | TBD | TBD
139 | OKLA | Orange County | HUD | LAP22 | East Bay St. Community Development Project | Lake Apopka Basin. Paving and drainage upgrades - Section 13, 24; Township 22; Range 27. Road resurfacing, closed drainage system, new pond and relocate existing pond for Bethune Avenue, Maxey Street, Dunbar Avenue, Edgeway Drive, and East Bay Street. | On-line Retention BMPs | Completed | 2007 | 2007 | N/A | Not provided | Lake Apopka Basin | Not provided | 1700000 | Not provided | HUD | Not provided | N/A | Not provided | 28.5677207636315 | -81.563846448721
140 | OKLA | FDOT District 5 | N/A | DOT03-LAP | Fertilizer Cessation | Elimination of bulk fertilizer contracts. Reduction of TN/TP from elimination of fertilizer use along state highway system. (US 27, US 441, SR 44, SR 19, SR 50) | Fertilizer Cessation | Completed | N/A | 2005 | 2607 | 2607 | Lake Apopka Basin | 179.6 | Not provided | Not provided | Florida Legislature | Not provided | N/A | Not provided | 28.688612026111 | -81.5417340374337
141 | OKLA | Lake County | LCWA | GRIF07 | Brittany Estates Retrofit | Drainage improvements and retrofit of treatment through exfiltration system installation and expansion of existing pond. | Exfiltration Trench | Completed | Not provided | 2005 | N/A | 12.5 | Lake Griffin Basin | 10 | 109685 | Not provided | Lake County Stormwater Assessment/ Florida Legislature/ LCWA | Lake County Public Works and LCWA – $54,842.5/ DEP – $54,842.5 | Not provided | Not provided | 28.8213900000769 | -81.8415600000047
142 | OKLA | Lake County | N/A | LC09-GRIF | Catch Basin and Pipe Cleaning | Removal of sediments and nutrients from roadside catch basins and stormwater pipes. | BMP Cleanout | Ongoing | 2015 | N/A | 14 | 9 | Lake Griffin Basin | N/A | N/A | 35000 | Lake County | Not provided | N/A | Not provided | TBD | TBD
143 | OKLA | Lake County | N/A | LC05-GRIF | Support of Adopt-a-Lake Program | Adopt-a-Lake Countywide Program is an outreach program to residents of Lake County that enhances knowledge and awareness of stormwater management. Part of MS4 Phase II public education requirement. Replaces WAV Program. | Education Efforts | Ongoing | 2001 | N/A | N/A | 61.9 | Lake Griffin Basin | N/A | Not provided | 12000 | Lake County | Not provided | N/A | Not provided | 28.8495802238081 | -81.8505348354935
144 | OKLA | Lake County | LCWA/ DEP | GRIF22 | Mid-Florida Lakes Mobile Home Park Retrofit | Exfiltration trenches. Exfiltration trench will operate as off-line retention system. | Exfiltration Trench | Completed | 2004 | 2005 | N/A | 42 | Lake Griffin Basin | 11.5 | 390000 | Not provided | Lake County Stormwater Assessment/ DEP | Not provided | Not provided | Not provided | 28.8713200005863 | -81.7695999999839
145 | OKLA | Lake County | LCWA | GRIF21 | CR 466B Swale Improvements | Swale improvements planned for 2004. | Grass swales without swale blocks or raised culverts | Completed | 2004 | Prior to 2007 | N/A | Not provided | Lake Griffin Basin | Not provided | 100000 | Not provided | Lake County Stormwater Assessment/ LCWA/ Florida Legislature | Lake County Stormwater Assessment – $50,000/ LCWA – $35,000/ Florida Legislature – $4,000 | N/A | Not provided | 28.8744390837151 | -81.882876298164
146 | OKLA | Lake County | N/A | GRIF20 | Lake Griffin Marina Improvements | Lake Griffin Marina. Swale improvements planned. | Grass swales without swale blocks or raised culverts | Canceled | N/A | N/A | N/A | N/A | Lake Griffin Basin | N/A | 150000 | N/A | N/A | N/A | N/A | Not provided | N/A | N/A
147 | OKLA | Lake County | N/A | GRIF18 | Lakeside Village Retrofit | Underdrain system placed in recontoured ditches located along shoreline. | Exfiltration Trench | Completed | Not provided | 2007 | N/A | Not provided | Lake Griffin Basin | Not provided | 400000 | Not provided | Lake County Stormwater Assessment | Lake County – $400,000 | N/A | Not provided | 28.827966470275 | -81.8368146363933
148 | OKLA | Lake County | N/A | EUS26 | Lakeshore Drainage Improvement | Lake Eustis Basin. | Stormwater System Upgrade | Completed | Not provided | 2010 | 14 | 2.3 | Lake Eustis Basin | Not provided | 872981 | Not provided | Lake County Stormwater MSTU | $872,981 | N/A | Not provided | 28.8430338949204 | -81.6991693689206
149 | OKLA | Lake County | N/A | GRIF16 | Picciola Road Ditches | Picciola Road- unincorporated Lake County. Recontouring of ditches. Addition of ditch blocks. | Hydrologic Restoration | Completed | Not provided | 2011 | N/A | N/A | Lake Griffin Basin | N/A | 150000 | Not provided | Lake County Stormwater Assessment | Lake County – $150,000 | N/A | Not provided | 28.8623025998661 | -81.879403052837
150 | OKLA | Lake County | Lake County Public Lands | HAR14 | Dead River Road Stormwater Park | Stormwater park. Lake County Public Works is partnering with Public Lands to purchase property. | Wet Detention Pond | Completed | Not provided | 2010 | N/A | 38.1 | Lake Harris Basin | 46.4 | 1600000 | Not provided | Lake County Stormwater MSTU | Not provided | N/A | Not provided | 28.8080845900859 | -81.7669158606399
151 | OKLA | Lake County | LCWA | GRIF06 | Griffwood Community Retrofit | Drainage improvements and retrofit of treatment through exfiltration system. | Exfiltration Trench | Completed | Not provided | 2004 | N/A | 33 | Lake Griffin Basin | 9 | 109685 | Not provided | Lake County Stormwater Assessment/ Florida Legislature/ LCWA | Lake County Public Works and LCWA – $54,842.5/ DEP – $54,842.5 | Not provided | Not provided | 28.8492300000773 | -81.8914600000046
152 | OKLA | Lake County | LCWA | GRIF05 | Lazy Oaks Retrofit | Drainage improvements and retrofit of treatment through exfiltration system. | Exfiltration Trench | Completed | Not provided | 2004 | N/A | 19 | Lake Griffin Basin | 8 | 109685 | Not provided | Lake County Stormwater Assessment/ Florida Legislature/ LCWA | Lake County Public Works and LCWA – $54,842.5/ DEP – $54,842.5 | Not provided | Not provided | 28.8455500000773 | -81.8869400000046
153 | OKLA | Lake County | DEP | GRIF04 | Lake Griffin Basin Drainage Evaluation | Basin study of Lake Griffin Basin- identify potential treatment project retrofit areas. | Study | Completed | Not provided | 2003 | N/A | N/A | Lake Griffin Basin | N/A | 92410 | N/A | Lake County Public Works/ DEP | Lake County Public Works – $46,205/ DEP – $46,205 | Not provided | Not provided | 28.8710200000776 | -81.8448600000048
154 | OKLA | Lake County Parks | SJRWMD | EUS25 | Pine Meadows Restoration Area | Management and restoration of former muck farm property. Restored toward natural state. | Wetland Restoration | Completed | 1992 | 2014 | N/A | 1487 | Lake Eustis Basin | 1171 | Not provided | Not provided | Lake County/ SJRWMD | Not provided | N/A | Not provided | 28.8909900005914 | -81.6529499999881
155 | OKLA | Lake County | N/A | LC09-EUS | Catch Basin and Pipe Cleaning | Removal of sediments and nutrients from roadside catch basins and stormwater pipes. | BMP Cleanout | Ongoing | 2015 | N/A | 6 | 3 | Lake Eustis Basin | N/A | N/A | 35000 | Lake County | Not provided | N/A | Not provided | TBD | TBD
156 | OKLA | City of Clermont | LCWA | PAL09 | Lake Winona Study and Stormwater Improvement | Lake Winona Study and Stormwater Improvements: Completed a study to determine retrofit projects to improve the quality of stormwater discharges to Lake Winona from158.3 Acres of land and 89.9 acres of open water and wetlands. | Study | Completed | 2004 | 2004 | N/A | N/A | Palatlakaha River Basin | 248 | 40000 | N/A | LCWA/ City of Clermont Stormwater Utility Fees | LCWA Grant – $30,000/ City of Clermont Stormwater Fees – $10,000 | N/A | Not provided | 28.5468284517134 | -81.7678778982332
157 | OKLA | Lake County | N/A | GRIF17 | Harbor Oaks Retrofit | Exfiltration system installed. | Exfiltration Trench | Completed | Not provided | 2010 | N/A | Not provided | Lake Griffin Basin | Not provided | 200000 | Not provided | Lake County Stormwater Assessment | Lake County – $200,000 | N/A | Not provided | 28.8561698102657 | -81.8866169864946
158 | OKLA | Lake County | N/A | HAR24 | Aquatic Vegetation Harvesting- Dead River and Hollondel Ponds | Harvesting of aquatic vegetation to remove nutrients from waterbody. | Aquatic Vegetation Harvesting | Completed | 2016 | 2016 | N/A | Not provided | Lake Harris Basin | 10 | 15000 | N/A | Lake County Stormwater MSTU | $15,000 | N/A | Not provided | 28.8131115837701 | -81.7649753703422
567 | ORCR | ACEPD | DEP/ City of Gainesville/ GRU/ Alachua County Health Department (ACHD) | BACTERIA16 | Evaluation of Fecal Coliform Bacteria "Hot Spots" in Gainesville Urban Creeks | Further investigation of locations in the Gainesville urban creeks with continued high fecal coliform bacteria counts. | Monitoring/Data Collection | Completed | 2007 | 2008 | N/A | N/A | Tumblin Creek/ Sweetwater Branch/ Hogtown Creek Basins | N/A | Not provided | N/A | Not provided | Not provided | Not provided | Not provided | 29.669 | -82.334
568 | ORCR | City of Gainesville | N/A | URBAN15-NEW | Storm Drain Cleaning | Storm drain cleaning, urban Gainesville area Newnans Lake Basin. | BMP Cleanout | Ongoing | Prior to 2008 | N/A | 16 | 7 | Newnans Lake Basin | N/A | N/A | 9000 | City of Gainesville Stormwater Management Utility Fee | Not provided | N/A | N/A | 29.6861997660475 | -82.2917153844989
569 | ORCR | City of Gainesville | N/A | URBAN15-SWT | Storm Drain Cleaning | Storm drain cleaning, urban Gainesville area Sweetwater Branch Basin. | BMP Cleanout | Ongoing | Prior to 2008 | N/A | 13 | 7 | Sweetwater Branch/ Paynes Prairie/ Alachua Sink Basin | N/A | N/A | 9000 | City of Gainesville Stormwater Management Utility Fee | Not provided | N/A | N/A | 29.6318020845958 | -82.341118014193
570 | ORCR | City of Gainesville | N/A | URBAN16-HOG | Stormwater Pond Maintenance | Stormwater pond maintenance, urban Gainesville area Hogtown Creek Basin. | BMP Cleanout | Ongoing | Prior to 2008 | N/A | 57 | 21 | Hogtown Creek Basin | N/A | N/A | 15333.3333 | City of Gainesville Stormwater Management Utility Fee | Not provided | N/A | N/A | 29.6771987510819 | -82.3625013414148
571 | ORCR | City of Gainesville | N/A | URBAN16-NEW | Stormwater Pond Maintenance | Stormwater pond maintenance, urban Gainesville area Newnans Lake Basin. | BMP Cleanout | Ongoing | Prior to 2008 | N/A | 17 | 6 | Newnans Lake Basin | N/A | N/A | 15333.3333 | City of Gainesville Stormwater Management Utility Fee | Not provided | N/A | N/A | 29.6861997660475 | -82.2917153844989
572 | ORCR | City of Gainesville | N/A | URBAN16-SWT | Stormwater Pond Maintenance | Stormwater pond maintenance, urban Gainesville area Sweetwater Branch Basin. | BMP Cleanout | Ongoing | Not provided | N/A | 26 | 10 | Sweetwater Branch/ Paynes Prairie/ Alachua Sink Basin | N/A | N/A | 15333.3333 | City of Gainesville Stormwater Management Utility Fee | Not provided | N/A | N/A | 29.6318020845958 | -82.341118014193
579 | ORCR | City of Gainesville | N/A | HOG29 | Hydrodynamic Separator Number 4 | Hydrodynamic Separator HOG29. Stormceptor unit installation and operation in the 2-34 block of SW 23rd Terrace in Gainesville. | Hydrodynamic Separators | Completed | Prior to 2008 | 2018 | 7 | 3 | Hogtown Creek Basin | 5.5 | 11410 | 3500 | City of Gainesville Stormwater Management Utility Fee | Not provided | N/A | N/A | 29.6520276031643 | -82.3574346871297
580 | ORCR | GRU | City of Gainesville/ DEP Division of Parks and Recreation/ SJRWMD | AS15 | Paynes Prairie Sheet flow Restoration Conceptual Plan | Paynes Prairie. Develop conceptual plan and estimate of costs for proposed Paynes Prairie Restoration Project. Project to proceed with approval of all regulatory agencies. Provides plan to meet TMDL through cooperative treatment alternatives. | Study | Completed | Not provided | 2007 | N/A | N/A | Sweetwater Branch/ Paynes Prairie/ Alachua Sink Basin | N/A | 29500 | N/A | GRU/ City of Gainesville | $29,500 | N/A | Not provided | 29.6170158 | -82.322552
581 | ORCR | DEP | N/A | NEW08 | Ground Water-Surface Water Interaction Study, Newnans Lake | Newnans Lake watershed. Study examined ground water pathways through which nutrients enter Newnans Lake. Improve understanding of groundwater’s role in contributing nutrients to Newnans Lake. | Study | Completed | 2007 | 2008 | N/A | N/A | Newnans Lake Basin | N/A | 7500 | N/A | Not provided | Not provided | Not provided | Not provided | 29.6446627024341 | -82.2198067765831
1431 | LSJT | City of Neptune Beach | N/A | NB-012 | Bal Harbor Lift Station Renovation | Upgrade and rehabilitate existing wet well and station piping. | FIB- Sanitary Sewer | Completed | Not provided | Prior to 2010 | N/A | N/A | Hopkins Creek | N/A | 13000 | N/A | Neptune Beach | Not provided | Not provided | Not provided | 30.31582564 | -81.4026323
1432 | LSJT | City of Neptune Beach | N/A | NB-013 | 5th St. Lift Station renovation | Upgrade and rehabilitate existing station piping. | FIB- Sanitary Sewer | Completed | Not provided | Prior to 2010 | N/A | N/A | Hopkins Creek | N/A | 8000 | N/A | Neptune Beach | Not provided | Not provided | Not provided | 30.31871063 | -81.40025854
1433 | LSJT | City of Neptune Beach | N/A | NB-014 | Oceanwood Lift Station Renovation | Upgrade and rehabilitate existing wet well. | FIB- Sanitary Sewer | Completed | Not provided | 2011 | N/A | N/A | Hopkins Creek | N/A | 5000 | N/A | Neptune Beach | Not provided | Not provided | Not provided | 30.32139641 | -81.40586436
1434 | LSJT | City of Neptune Beach | N/A | NB-015 | Oceanwood Lift Station Renovation | Upgrade and rehabilitate existing station piping. | FIB- Sanitary Sewer | Completed | Not provided | Prior to 2010 | N/A | N/A | Hopkins Creek | N/A | 8000 | N/A | Neptune Beach | Not provided | Not provided | Not provided | 30.32139641 | -81.40586436
1435 | LSJT | City of Neptune Beach | N/A | NB-016 | Summer Sands Lift Station renovation | Upgrade and rehabilitate existing wet well and station piping. | FIB- Sanitary Sewer | Completed | Not provided | 2012 | N/A | N/A | Hopkins Creek | N/A | 13000 | N/A | Neptune Beach | Not provided | Not provided | Not provided | 30.32297081 | -81.41366422
1436 | LSJT | City of Neptune Beach | N/A | NB-017 | Penman Terrace Lift Station renovation | Upgrade and rehabilitate existing station piping. | FIB- Sanitary Sewer | Completed | Not provided | Prior to 2010 | N/A | N/A | Hopkins Creek | N/A | 8000 | N/A | Neptune Beach | Not provided | Not provided | Not provided | 30.31851614 | -81.41072452
1437 | LSJT | City of Jacksonville | N/A | COJ-053 | Septic Tank Inspection | CARE initiated. Enforcement action if required by DCHD. | FIB- OSTDS | Ongoing | 2000 | N/A | N/A | N/A | Big Fishweir Creek/ Newcastle Creek/ Hogan Creek/ Butcher Pen Creek/ Miller Creek/ Miramar Creek/ Deer Creek/ Terrapin Creek/ Goodbys Creek/ Open Creek | N/A | 52486 | N/A | COJ | Not provided | Not provided | Not provided | 30.3023686849 | -81.6284525957
1438 | LSJT | City of Neptune Beach | N/A | NB-019 | Leeward Landing Lift Station Renovation | Upgrade and rehabilitate existing pumps and station piping. | FIB- Sanitary Sewer | Completed | Not provided | Prior to 2010 | N/A | N/A | Hopkins Creek | N/A | 10000 | N/A | Neptune Beach | Not provided | Not provided | Not provided | 30.31735844 | -81.4125672
1439 | LSJT | City of Jacksonville | N/A | COJ-154 | McCoy Creek (Main Stem COJ-3) | Construct Ponds A and B. | FIB- Stormwater | Completed | Not provided | Prior to 2010 | N/A | N/A | McCoy Creek | Not provided | Not provided | 1447 | COJ | Not provided | Not provided | Not provided | 30.3289802571 | -81.6991135181
1625 | LSJT | JEA | N/A | JEA-068 | Sample Analysis | Continue BMAP monitoring, with adjustments made as needed, and Follow-up on high results per TAT protocol. Add E. coli and enterococci, as appropriate. | FIB- Source Identification Activities | Ongoing | 2009 | N/A | N/A | N/A | BMAP II Tributaries | N/A | N/A | N/A | JEA | N/A | N/A | N/A | 30.361598 | -81.582072
1411 | LSJT | City of Jacksonville | N/A | COJ-011 | IDDE | Identify and remove illicit connections if found to be illicit. See COJ-144 for ongoing activity. | FIB- Stormwater | Completed | Not provided | 2009 | N/A | N/A | Newcastle Creek/ Hogan Creek/ Butcher Pen Creek/ Miller Creek/ Miramar Creek/ Big Fishweir Creek/ Deer Creek/ Terrapin Creek/ Goodbys Creek/ Open Creek | N/A | 62328 | N/A | COJ | Not provided | Not provided | Not provided | 30.342427249 | -81.6370475704
1412 | LSJT | City of Jacksonville | N/A | COJ-012 | Routine Surface Water Sampling | NPDES permit–related quarterly water quality sampling (96 tributary sites not also sampled as BMAP, all sampled quarterly). See COJ-146 for ongoing activity. | FIB- Source Identification Activities | Completed | Not provided | 2009 | N/A | N/A | Newcastle Creek/ Hogan Creek/ Butcher Pen Creek/ Miller Creek/ Miramar Creek/ Big Fishweir Creek/ Deer Creek/ Terrapin Creek/ Goodbys Creek/ Open Creek | N/A | 250731 | N/A | COJ | Not provided | Not provided | Not provided | 30.342427249 | -81.6370475704
1413 | LSJT | City of Jacksonville | N/A | COJ-013 | TAT Sampling | Conducted by COJ EQD to assess bacteria levels in creek and identify potential fecal bacteria sources. See COJ-147 for ongoing activity. | FIB- Source Identification Activities | Completed | Not provided | 2009 | N/A | N/A | Newcastle Creek/ Hogan Creek/ Butcher Pen Creek/ Miller Creek/ Miramar Creek/ Big Fishweir Creek/ Deer Creek | N/A | 84930 | Not provided | COJ | Not provided | Not provided | Not provided | 30.3432112642 | -81.6621566351
1414 | LSJT | City of Jacksonville | N/A | COJ-014 | Eggleston Heights Failure Area – Septic Tank Phase Out | Phase out septic tanks in failure areas (also listed as part of larger LSJR Main Stem BMAP project). | FIB- OSTDS | Completed | Not provided | Prior to 2009 | N/A | N/A | Newcastle Creek | N/A | Not provided | N/A | COJ | Not provided | Not provided | Not provided | 30.3618026648 | -81.581907063
1415 | LSJT | City of Jacksonville | N/A | COJ-015 | Septic Tank Phase Out | Phase out program as provided by COJ ordinance. | FIB- OSTDS | Completed | Not provided | 2009 | N/A | N/A | Newcastle Creek/ Hogan Creek/ Butcher Pen Creek/ Miller Creek/ Miramar Creek/ Big Fishweir Creek/ Deer Creek/ Terrapin Creek/ Goodbys Creek/ Open Creek | N/A | 27335 | Not provided | COJ | Not provided | Not provided | Not provided | 30.3023686849 | -81.6284525957
1416 | LSJT | City of Jacksonville | N/A | COJ-016 | Septic Tank Maintenance Public Education | Septic tank maintenance PSAs. See COJ-151 for ongoing activity. | FIB- OSTDS | Completed | Not provided | 2009 | N/A | N/A | Newcastle Creek/ Hogan Creek/ Butcher Pen Creek/ Miller Creek/ Miramar Creek/ Big Fishweir Creek/ Deer Creek/ Terrapin Creek/ Goodbys Creek/ Open Creek | N/A | Not provided | Not provided | COJ | Not provided | Not provided | Not provided | 30.342427249 | -81.6370475704
562 | ORCR | City of Gainesville | EPA/ SJRWMD | URBAN10 | Hydrodynamic Separator Number 5 | Hydrodynamic separator Sweetwater URBAN10. CDS Units installed in the 700 block of NE West Blvd. and 100 block of NE East Blvd (Duck Pond area) in downtown Gainesville. | Hydrodynamic Separators | Completed | 2018 | 2018 | 24 | 9 | Sweetwater Branch/ Paynes Prairie/ Alachua Sink Basin | 20 | 145180 | 3500 | City of Gainesville Stormwater Management Utility Fee/ EPA Grant/ SJRWMD | Not provided | N/A | Not provided | 29.659712 | -82.321344
563 | ORCR | City of Gainesville | Alachua County/ FDOT District 2 | URBAN13 | Gainesville Urban Area Storm Sewer Geodatabase | Gainesville urban area storm sewer geodatabase. | Study | Completed | 2001 | 2019 | N/A | N/A | Orange Creek Basin | N/A | 542500 | N/A | Gainesville Clean Water Partnership/ City of Gainesville/ Alachua County/ FDOT District 2 | COG - $374,325/ AC - $168,175 | N/A | N/A | 29.6658656039816 | -82.3391339827337
564 | ORCR | City of Gainesville | N/A | URBAN14-HOG | Ditch Maintenance | Ditch maintenance, urban Gainesville area Hogtown Creek Basin. | BMP Cleanout | Ongoing | Prior to 2008 | N/A | 664 | 262 | Hogtown Creek Basin | N/A | N/A | 32000 | City of Gainesville Stormwater Management Utility Fee | Not provided | N/A | N/A | 29.6771987510819 | -82.3625013414148
565 | ORCR | FDOT District 2 | N/A | LOCH12 | FDOT Fertilizer Cessation-Lochloosa | State maintained roadways and rights-of-way. Routine fertilizer use was stopped to reduce nutrient loading in stormwater runoff from state-maintained roadways. Eliminates historical practice of fertilizing 15-foot strip adjacent to paved surface. | Fertilizer Cessation | Completed | 2008 | 2008 | 3310 | 666 | Lochloosa Lake Basin | 189.94 | N/A | N/A | Florida Legislature | N/A | N/A | Not provided | 29.611855 | -81.994626
566 | ORCR | City of Gainesville | N/A | URBAN14-SWT | Ditch Maintenance | Ditch maintenance, urban Gainesville area Sweetwater Branch Basin. | BMP Cleanout | Ongoing | Prior to 2008 | N/A | 282 | 109 | Sweetwater Branch/ Paynes Prairie/ Alachua Sink Basin | N/A | N/A | 32000 | City of Gainesville Stormwater Management Utility Fee | Not provided | N/A | N/A | 29.6318020845958 | -82.341118014193
1279 | LSJT | City of Jacksonville | N/A | COJ-191 | Cristobel Failure Area – Septic Tank Phase Out | Phase out septic tanks in failure areas (also listed as part of larger LSJR Main Stem BMAP project). | FIB- OSTDS | Completed | Not provided | Prior to 2010 | N/A | N/A | Moncrief Creek | N/A | Not provided | Not provided | COJ | Not provided | Not provided | Not provided | 30.3621752667 | -81.6865615132
1280 | LSJT | City of Jacksonville | N/A | COJ-190 | Lake Forest Failure Area – Septic Tank Phase Out (Main Stem COJ-052b) | Phase out septic tanks in failure areas (also listed as part of larger LSJR Main Stem BMAP project). | FIB- OSTDS | Completed | Not provided | Prior to 2010 | N/A | N/A | Lower Trout River | N/A | Not provided | Not provided | COJ | Not provided | Not provided | Not provided | 30.4118618562 | -81.6806942495
1281 | LSJT | City of Jacksonville | N/A | COJ-189 | 49th and Pearl | Implement drainage improvements–ponding water floods yard. | FIB- Stormwater | Completed | Not provided | 2011 | N/A | N/A | Moncrief Creek | Not provided | Not provided | Not provided | COJ | Not provided | Not provided | Not provided | 30.3815650269 | -81.6655045816
1282 | LSJT | City of Jacksonville | N/A | COJ-188 | Royal Terrace Phases A, B, C, D, E, 1, 2, 3, 4 (Main Stem COJ-017) | Construct wet detention pond at 45th St. West and Avenue B. | FIB- Stormwater | Completed | Not provided | Prior to 2010 | N/A | N/A | Moncrief Creek | Not provided | Not provided | 10554 | COJ | Not provided | Not provided | Not provided | 30.3815650269 | -81.6655045816
1283 | LSJT | City of Jacksonville | N/A | COJ-187 | Moncrief Creek (Main Stem COJ-026) | Construct wet detention pond at 30th St. West and Leonard Circle West. | FIB- Stormwater | Completed | Not provided | Prior to 2010 | N/A | N/A | Moncrief Creek | Not provided | Not provided | N/A | COJ | Not provided | Not provided | Not provided | 30.3815650269 | -81.6655045816
273 | OKLA | City of Eustis | N/A | EUSTIS04 | Sewer Line Replacement Idlewilde Drive, Lakeshore Drive, Mary St. | Project will replace all damaged sewer lines removing TN seepage upstream from Lake Eustis. | Sanitary Sewer and Wastewater Treatment Facility (WWTF) Maintenance | Completed | 2014 | 2016 | N/A | N/A | Lake Eustis Basin | N/A | 39680 | Not provided | City of Eustis | $39,680 | N/A | Not provided | TBD | TBD
274 | OKLA | City of Eustis | N/A | EUSTIS03 | Stormwater Design Rules | Eustis code sec. 115-5. Eustis stormwater rules for new development are more stringent than state or SJRWMD rules. Eustis rule has three design criteria: 100 year storm, 50 year storm, and 25 year storm based on geotechnical and soil conditions. | Regulations, Ordinances, and Guidelines | Completed | 1992 | 2007 | N/A | N/A | Lake Eustis Basin | N/A | Not provided | Not provided | City of Eustis | Not provided | N/A | Not provided | TBD | TBD
275 | OKLA | City of Eustis | LCWA/ Lake County | EUSTIS02-EUS | Education and Outreach Activities | Public service announcements on utility bills, pamphlets, website, illicit connection reporting. City adopted ordinances for, landscaping, fertilizer application, and pet waste management. Student and adult education programs. | Education Efforts | Ongoing | Not provided | N/A | N/A | 42 | Lake Eustis Basin | N/A | Not provided | 2250 | City of Eustis Stormwater Utility Fee | Not provided | N/A | Not provided | 28.8487760730247 | -81.7304450355355
276 | OKLA | City of Eustis | N/A | EUSTIS01-Trout | Street Sweeping and Drainage Maintenance | City, FDOT and citizen groups sweep St.'s. / Downtown Village St.'s are swept weekly (52 times/year). Other St.'s are swept monthly. The performance benchmark shall be 1,110 miles of road swept with 1,587 cubic yards of material removed annually. | Street Sweeping | Ongoing | Not provided | N/A | N/A | 0.47 | Trout Lake Basin | N/A | N/A | 58737.75 | City of Eustis Stormwater Utility Fee | Not provided | N/A | Not provided | TBD | TBD
277 | OKLA | City of Eustis | N/A | EUSTIS01-EUS | Street Sweeping and Drainage Maintenance | City, FDOT and citizen groups sweep streets. Downtown Village streets are swept weekly (52 times/yr). Other streets are swept monthly. The performance benchmark shall be 1,110 miles of road swept with 1,587 cubic yards of material removed annually. | Street Sweeping | Ongoing | Not provided | N/A | N/A | 1.55 | Lake Eustis Basin | N/A | N/A | 58737.75 | City of Eustis Stormwater Utility Fee | Not provided | N/A | Not provided | TBD | TBD
278 | OKLA | City of Eustis | N/A | EUSTIS01-DORA | Street Sweeping and Drainage Maintenance | City, FDOT and citizen groups sweep streets. Downtown Village streets are swept weekly (52 times/yr). Other streets are swept monthly. The performance benchmark shall be 1,110 miles of road swept with 1,587 cubic yards of material removed annually. | Street Sweeping | Ongoing | Not provided | N/A | N/A | 0.132 | Lake Dora Basin | N/A | N/A | 58737.75 | City of Eustis Stormwater Utility Fee | Not provided | N/A | Not provided | TBD | TBD
279 | OKLA | Orange County | N/A | LAP18 | Berg Dr. | Lake Apopka Stormwater retrofit Section 16; Township 20; range 27. Exfiltration chambers for discharge of stormwater. Percolation of existing stormwater through ground. | Exfiltration Trench | Completed | 2000 | 2000 | N/A | 1.9 | Lake Apopka Basin | 0.5 | 207000 | Not provided | Orange County Public Works | Not provided | N/A | Not provided | 28.7464077891321 | -81.6183384816411
280 | OKLA | City of Mount Dora | Not provided | DORA19 | Nutrient Separating Baffle Box – Gilbert Park | Nutrient separating baffle box installed at stormwater discharge culvert. Box removes trash and organic debris in top basket and captures sediment in series of baffle beneath the basket. | Baffle Boxes- Second Generation | Completed | Not provided | 2008 | N/A | 2 | Lake Dora Basin | 15 | 54035 | Not provided | Not provided | Not provided | Not provided | Not provided | 28.7941091877987 | -81.6423429395884
881 | LSJM | Clay County MS4 | CCUA | CC-03 | CC MS4 FLR04E045 | TN trade credited to Clay County MS4. TP trade with CCUA-05 with trading factors applied to total CCUA trade of 2,850 kg/yr TN and 7,973 kg/yr TP. CC-03 credited 1,328 kg/yr TP and CC-06 credited 148 kg/yr TP. | Credit Trade | Completed | Not provided | 2009 | 899.8 | 2921.6 | Freshwater | N/A | N/A | N/A | N/A | N/A | N/A | Not provided | Not provided | Not provided
882 | LSJM | COJ/ FDOT MS4 | Not provided | COJ-029 | COJ MS4 FLS000012 | Lakeshore Woodcrest drainage improvements. | Wet Detention Pond | Completed | Not provided | Prior to 2008 | 968 | N/A | Marine | 296 | Not provided | 0 | Not provided | Not provided | N/A | Not provided | 30.282435132 | -81.7254798479
883 | LSJM | COJ/ FDOT MS4 | Not provided | COJ-036 | COJ MS4 FLS000012 | Barnes Rd. (Kennerly to University). | Wet Detention Pond | Completed | Not provided | Prior to 2008 | 1584 | N/A | Marine | 418 | Not provided | 0 | Not provided | Not provided | N/A | Not provided | 30.2789998633 | -81.6093783268
884 | LSJM | COJ/ FDOT MS4 | Not provided | COJ-035 | COJ MS4 FLS000012 | Spring Park Rd. (Emerson to University). | Wet Detention Pond | Completed | Not provided | Prior to 2008 | 110 | N/A | Marine | 36 | Not provided | 9058 | Not provided | Not provided | N/A | Not provided | 30.2807973195 | -81.6178288856
885 | LSJM | COJ/ FDOT MS4 | Not provided | COJ-034 | COJ MS4 FLS000012 | Huffman Blvd. | Wet Detention Pond | Completed | Not provided | Prior to 2008 | 44 | N/A | Marine | 16 | Not provided | 483 | Not provided | Not provided | N/A | Not provided | 30.2948882311 | -81.5046413503
886 | LSJM | COJ/ FDOT MS4 | Not provided | COJ-033 | COJ MS4 FLS000012 | Durkeeville West. | Wet Detention Pond | Completed | Not provided | Prior to 2008 | 352 | N/A | Marine | 106 | Not provided | 0 | Not provided | Not provided | N/A | Not provided | 30.3477111174 | -81.6950078813
887 | LSJM | COJ/ FDOT MS4 | Not provided | COJ-032 | COJ MS4 FLS000012 | Wesconnett Blvd. (Blanding to Blanding). | Wet Detention Pond | Completed | Not provided | Prior to 2008 | 88 | N/A | Marine | 396 | Not provided | 4110 | Not provided | Not provided | N/A | Not provided | 30.2477188639 | -81.7392172095
888 | LSJM | COJ/ FDOT MS4 | Not provided | COJ-021 | COJ MS4 FLS000012 | McCoy Creek Pond D. | Wet Detention Pond | Completed | Not provided | Prior to 2008 | 66 | N/A | Marine | 27 | Not provided | 311 | Not provided | Not provided | N/A | Not provided | 30.3266190896 | -81.6949548358
889 | LSJM | COJ/ FDOT MS4 | Not provided | COJ-030 | COJ MS4 FLS000012 | Townsend Rd. drainage improvements. | Wet Detention Pond | Completed | Not provided | Prior to 2008 | 132 | N/A | Marine | 151 | Not provided | 8699 | Not provided | Not provided | N/A | Not provided | 30.2191977345 | -81.7506233818
890 | LSJM | COJ/ FDOT MS4 | Not provided | COJ-022 | COJ MS4 FLS000012 | Upper Deer Creek - RSF. | Wet Detention Pond | Completed | Not provided | Prior to 2008 | 1848 | N/A | Marine | 537 | Not provided | 8407 | Not provided | Not provided | N/A | Not provided | Incompatible Point | Incompatible Point
891 | LSJM | COJ/ FDOT MS4 | Not provided | COJ-028 | COJ MS4 FLS000012 | Old Middleburg Rd. from Wilson Blvd. to 103rd St. – Regional pond facilities. | Wet Detention Pond | Completed | Not provided | Prior to 2008 | 462 | N/A | Marine | 192 | Not provided | 24704 | Not provided | Not provided | N/A | Not provided | 30.2626077953 | -81.7791908508
892 | LSJM | COJ/ FDOT MS4 | Not provided | COJ-027 | COJ MS4 FLS000012 | Lincoln Villas East Side – Regional pond facility. | Wet Detention Pond | Completed | Not provided | Prior to 2008 | 220 | N/A | Marine | 185 | Not provided | 2812 | Not provided | Not provided | N/A | Not provided | 30.4119267889 | -81.741103332
893 | LSJM | COJ/ FDOT MS4 | Not provided | COJ-026 | COJ MS4 FLS000012 | Moncrief Creek. | Wet Detention Pond | Completed | Not provided | Prior to 2008 | 1430 | N/A | Marine | 619 | Not provided | Not provided | Not provided | Not provided | N/A | Not provided | 30.3707875685 | -81.6829856084
894 | LSJM | COJ/ FDOT MS4 | Not provided | COJ-025 | COJ MS4 FLS000012 | Sandalwood Canal. | Wet Detention Pond | Completed | Not provided | 2008 | 1936 | N/A | Marine | 3118 | Not provided | 30017 | Not provided | Not provided | N/A | Not provided | 30.3065479364 | -81.5133006506
895 | LSJM | COJ/ FDOT MS4 | Not provided | COJ-024 | COJ MS4 FLS000012 | Cedar River outfall improvements. | Wet Detention Pond | Completed | Not provided | Prior to 2008 | 1166 | N/A | Marine | 1452 | Not provided | 2609 | Not provided | Not provided | N/A | Not provided | 30.2896134819 | -81.7403460423
896 | LSJM | COJ/ FDOT MS4 | Not provided | COJ-005 | COJ MS4 FLS000012 | Riverside Ave. – Baffle boxes. | Baffle Boxes- Second Generation | Completed | Not provided | Prior to 2008 | 88 | N/A | Marine | 70 | Not provided | 1206 | Not provided | Not provided | N/A | Not provided | 30.3090725823 | -81.6951855798
897 | LSJM | COJ/ FDOT MS4 | Not provided | COJ-031 | COJ MS4 FLS000012 | Lenox Ave. (Highway to McDuff). | Wet Detention Pond | Completed | Not provided | Prior to 2008 | 396 | N/A | Marine | 108 | Not provided | 3208 | Not provided | Not provided | N/A | Not provided | 30.3219859767 | -81.7320155012
898 | LSJM | Clay County MS4 | Clay County | CC-11 | CC MS4 FLR04E045 | CR 224 Phase II. | Wet Detention Pond | Completed | Not provided | Prior to 2008 | 150 | N/A | Marine | Not provided | Not provided | Not provided | Not provided | Not provided | N/A | Not provided | Not provided | Not provided
899 | LSJM | COJ/ FDOT MS4 | Not provided | COJ-007 | COJ MS4 FLS000012 | Powers Ave./ Old Kings Rd. – Regional pond facilities. | Wet Detention Pond | Completed | Not provided | Prior to 2008 | 1364 | N/A | Marine | 520 | Not provided | 5894 | Not provided | Not provided | N/A | Not provided | 30.2416644384 | -81.6087623772
900 | LSJM | Clay County Non-MS4 | Clay County | CC-17 | CC Non-MS4 | Education program including: Florida Yards & Neighborhoods, fertilizer ordinance, pet waste ordinance, PSAs, Websites, Illicit Discharge and Prohibition Ordinance and Policies. 5% of starting load marine non-MS4 allocation. | Education Efforts | Completed | Not provided | Prior to 2008 | 1326 | N/A | Marine | N/A | Not provided | Not provided | Not provided | Not provided | N/A | Not provided | Not provided | Not provided
901 | LSJM | Clay County MS4 | Seminole Electric | CC-16 | CC MS4 FLR04E045 | Atmospheric deposition load reduction – Seminole Electric SCR upgrade. | Industrial Facility Upgrades | Completed | 2006 | 2010 | 1861 | N/A | Marine | N/A | 176000000 | N/A | Not provided | Not provided | N/A | N/A | 29.732888 | -81.632458
902 | LSJM | Clay County MS4 | FDOT | CC-15 | CC MS4 FLR04E045 | FDOT SR 15 widening at Fleming Island from Village Square Park Rd. to south of Margarets Walk Rd. | Wet Detention Pond | Completed | Not provided | Prior to 2008 | 1461 | N/A | Marine | Not provided | Not provided | Not provided | FDOT/ State Legislature | N/A | N/A | Not provided | Not provided | Not provided
903 | LSJM | Clay County MS4 | FDOT | CC-14 | CC MS4 FLR04E045 | FDOT SR 15 widening at Fleming Island. | Wet Detention Pond | Completed | Not provided | Prior to 2008 | 2939 | N/A | Marine | Not provided | Not provided | Not provided | FDOT/ State Legislature | N/A | N/A | Not provided | Not provided | Not provided
904 | LSJM | Clay County Non-MS4 | Seminole Electric | CC-19 | CC Non-MS4 | Atmospheric deposition load reduction – Seminole Electric SCR upgrade. | Industrial Facility Upgrades | Completed | 2006 | 2010 | 865 | N/A | Marine | N/A | 176000000 | N/A | Not provided | Not provided | N/A | N/A | 29.732888 | -81.632458
905 | LSJM | Clay County MS4 | Clay County | CC-12 | CC MS4 FLR04E045 | Education program including: Florida Yards & Neighborhoods, fertilizer ordinance, pet waste ordinance, PSAs, Websites, Illicit Discharge and Prohibition Ordinance and Policies, and Public Information. 5% of starting load marine MS4 allocation. | Education Efforts | Ongoing | Not provided | N/A | 2777 | N/A | Marine | N/A | 10000 | Not provided | Ad Valorem | $10,000 | N/A | Not provided | Not provided | Not provided
906 | LSJM | Clay County MS4 | Clay County | CC-20 | CC MS4 FLR04E045 | CR 729 widening from CR 218 to Black Creek Bridge. | Wet Detention Pond | Completed | Not provided | 2014 | 99 | N/A | Marine | Not provided | Not provided | Not provided | Not provided | Not provided | N/A | Not provided | Not provided | Not provided
907 | LSJM | Clay County MS4 | Clay County | CC-10 | CC MS4 FLR04E045 | CR 224 Phase I. | Wet Detention Pond | Completed | Not provided | Prior to 2008 | 84 | N/A | Marine | Not provided | Not provided | Not provided | Not provided | Not provided | N/A | Not provided | Not provided | Not provided
908 | LSJM | Clay County MS4 | Clay County | CC-09 | CC MS4 FLR04E045 | Wells Rd. improvements. | Wet Detention Pond | Completed | Not provided | Prior to 2008 | 20 | N/A | Marine | Not provided | Not provided | Not provided | Not provided | Not provided | N/A | Not provided | Not provided | Not provided
1284 | LSJT | City of Jacksonville | N/A | COJ-186 | Scott Mill Failure Area – Septic Tank Phase Out (Main Stem COJ-052c) | Phase out septic tanks in failure areas (also listed as part of larger LSJR Main Stem BMAP project). | FIB- OSTDS | Completed | Not provided | Prior to 2010 | N/A | N/A | Deep Bottom Creek | N/A | Not provided | N/A | COJ | Not provided | Not provided | Not provided | 30.1852139552 | -81.6211573252
582 | ORCR | City of Gainesville | EPA/ SJRWMD | URBAN09 | Hydrodynamic Separator Number 3 | Hydrodynamic separator Sweetwater URBAN09. Installation and operation of Stormceptor unit in the 1300 block of SE 1st Street in downtown Gainesville. | Hydrodynamic Separators | Completed | 2018 | 2018 | 12 | 4 | Sweetwater Branch/ Paynes Prairie/ Alachua Sink Basin | 10 | 11410 | 3500 | City of Gainesville Stormwater Management Utility Fee/ EPA Grant/ SJRWMD | Not provided | N/A | Not provided | 29.6329672843962 | -82.322122375325
1884 | JESU | City of Longwood | N/A | L-05 | Enhanced Public Education | FYN, irrigation ordinance, pamphlets, presentations, website, Illicit Discharge Program. | Education Efforts | Ongoing | 2013 | N/A | 250 | 15 | N/A | N/A | 2000 | N/A | City of Longwood | $2,000 | N/A | N/A | 28.701158 | -81.347117
1885 | JESU | City of Longwood | N/A | L-04 | Street Sweeping – Additional Credit | Quarterly street sweeping of 11.1 miles - minimum of 55,000 lbs of material collected annually. | Street Sweeping | Ongoing | Prior to 2013 | N/A | 11 | 6 | N/A | 3725 | 15800 | 5000 | City of Longwood | $15,800 | N/A | N/A | 28.701158 | -81.347117
1886 | JESU | City of Longwood | N/A | L-03 | BMP Clean Out | Clean out of BMPs, an average of 4,401 cubic feet of material per year. | BMP Cleanout | Ongoing | Prior to 2013 | N/A | 144 | 41 | N/A | 3725 | 93000 | 93000 | City of Longwood | $93,000 | N/A | N/A | 28.701158 | -81.347117
1887 | JESU | City of Longwood | N/A | L-01 | Fairy Lake Outfall | Design and construction of 62 LF of 4-by-7 box culvert with headwalls and 1,200 sqft retaining wall system. | Control Structure | Completed | 2013 | 2013 | 0 | 0 | N/A | N/A | 300000 | Not provided | Not provided | Not provided | N/A | N/A | 28.6866 | -81.333228
1888 | JESU | City of Casselberry | N/A | C-27 | Street Sweeping | Monthly street sweeping, approximately 25,704 cubic feet per year (ft/yr) of material collected annually based upon 2015 values. | Street Sweeping | Ongoing | N/A | N/A | 433.8 | 285 | N/A | 0 | 0 | 67612 | Stormwater Utility | N/A | N/A | N/A | 28.671747 | -81.333746
1278 | LSJT | City of Jacksonville | N/A | COJ-192 | Royal Terrace Failure Area – Septic Tank Phase Out | Phase out septic tanks in failure areas (also listed as part of larger LSJR Main Stem BMAP project). | FIB- OSTDS | Completed | Not provided | Prior to 2010 | N/A | N/A | Moncrief Creek | N/A | Not provided | Not provided | COJ | Not provided | Not provided | Not provided | 30.3621752667 | -81.6865615132
750 | LSJM | Smurfit-Stone Container | WestRock CP, LLC | SS-19 | Smurfit-Stone | Sludge drying bed clean out. | BMP Cleanout | Completed | 2014 | 2014 | N/A | N/A | Marine | 8.7 | 109318 | 0 | WestRock CP, LLC | $109,318 | N/A | N/A | 30.423305 | -81.596194
751 | LSJM | City of Jacksonville Beach MS4 | Seminole Electric | JB-03 | Jax Bch MS4 FLS000013 | Atmospheric deposition load reduction – Seminole Electric SCR upgrade. | Industrial Facility Upgrades | Completed | 2006 | 2010 | 343 | N/A | Marine | N/A | 176000000 | N/A | Not provided | Not provided | N/A | N/A | 29.732888 | -81.632458
752 | LSJM | St. Johns County MS4 | Not provided | SJC-14 | SJC MS4 FLR04E025 | FDOT widening of SR 312. Not in basin. Canceled in 2020. | Wet Detention Pond | Canceled | N/A | Prior to 2008 | N/A | N/A | Marine | N/A | N/A | N/A | FDOT/ State Legislature | N/A | N/A | N/A | 29.8672792663569 | -81.336919301137
753 | LSJM | JEA Aggregate | JEA | JEA-12 | JEA Jax Heights FL0023671 | Complete phase out. | WWTF Nutrient Reduction | Completed | 2013 | 2014 | 0 | N/A | Marine | N/A | 615000 | 0 | JEA | $615,000 | N/A | Not provided | 30.238 | -81.751
998 | HILL | Polk County | FDOH | POLK-016 | Public Education Septic System Program | Flyers provided with septic system permits. | FIB- OSTDS | Ongoing | Not provided | N/A | N/A | N/A | Blackwater Creek | N/A | N/A | N/A | Polk County/ FDOH | N/A | N/A | Not provided | 28.086464 | -82.024711
999 | HILL | Polk County | N/A | POLK-017 | MS4 Outfall Inventory | MS4 outfall inventory. | FIB- Stormwater | Completed | 2013 | 2015 | N/A | N/A | Blackwater Creek | N/A | N/A | N/A | Polk County | N/A | N/A | Not provided | 28.086464 | -82.024711
1000 | HILL | Polk County | N/A | POLK-018 | Environmental Public Education Programs at Circle B Preserve | Student ecology programs given at Circle B Preserve. | FIB- Stormwater | Ongoing | 2008 | N/A | N/A | N/A | Blackwater Creek | N/A | N/A | 60000 | Polk County | N/A | N/A | Not provided | 28.086464 | -82.024711
1001 | HILL | Polk County | N/A | POLK-019 | Fertilizer Ordinance | Fertilizer ordinance implementation. | FIB- Stormwater | Completed | 2013 | 2013 | N/A | N/A | Blackwater Creek | N/A | N/A | N/A | Polk County | N/A | N/A | Not provided | 28.086464 | -82.024711
1002 | HILL | Polk County | N/A | POLK-020 | Sanitary Sewer Line Maintenance Program | Inspect and repair sanitary sewer lines (1.5 miles in Blackwater Creek). | FIB- Sanitary Sewer | Ongoing | Not provided | N/A | N/A | N/A | Blackwater Creek | N/A | N/A | N/A | Polk County | N/A | N/A | Not provided | 28.086464 | -82.024711
1003 | HILL | Polk County | N/A | POLK-021 | Inspection of Stormwater at Industrial Facilities | Stormwater inspections at industrial facilities. | FIB- Stormwater | Ongoing | Not provided | N/A | N/A | N/A | Blackwater Creek | N/A | N/A | 1200 | Polk County General Fund | N/A | N/A | Not provided | 28.086464 | -82.024711
1004 | HILL | Hillsborough County | N/A | HC-016 | Claonia-May Stormwater Pond | Long detention pond with skimmer. Canceled. Completed before TMDL POR. | FIB- Stormwater | Canceled | Not provided | N/A | N/A | N/A | Lower Hillsborough River | Not provided | 160000 | Not provided | CIP | N/A | N/A | Not provided | Not provided | Not provided
1005 | HILL | Polk County | N/A | POLK-023 | Septic System Complaint Response | Respond to complaints; coordinate with FDOH and county code enforcement staff. | FIB- OSTDS | Ongoing | Not provided | N/A | N/A | N/A | Blackwater Creek | N/A | N/A | N/A | Polk County | N/A | N/A | Not provided | 28.086464 | -82.024711
1006 | HILL | Polk County | N/A | POLK-002 | Stormwater Quality Management Ordinances | Ordinance 93-06 provides protection to surface waters from illicit discharges and requires construction BMPs to meet the NPDES MS4 permit requirements. Canceled. Completed before TMDL POR. | FIB- Stormwater | Canceled | N/A | N/A | N/A | N/A | Blackwater Creek | N/A | 10000 | N/A | Polk County | N/A | N/A | Not provided | 28.086464 | -82.024711
1007 | HILL | Polk County | N/A | POLK-025 | Source Identification Follow Up | Assist DEP in following up on source identification results that indicate a human source. | FIB- Source Identification Activities | Ongoing | 2009 | N/A | N/A | N/A | Polk County | N/A | N/A | N/A | Polk County | N/A | N/A | Not provided | 28.088276 | -82.021623
1008 | HILL | Polk County | N/A | POLK-026 | Water Quality Sample Analysis | Quarterly monitoring of Station BLACKWATER Crk2, with adjustments made as needed, and follow up on high counts per the HRTAT protocol. Samples are analyzed for E. coli. | FIB- Source Identification Activities | Ongoing | 2013 | N/A | N/A | N/A | Blackwater Creek | N/A | N/A | N/A | Polk County | N/A | N/A | Not provided | 28.086464 | -82.024711
1009 | HILL | Polk County | N/A | POLK-027 | Tributary Clean Up and Search for Illicit Connections | Promote community awareness of the waterbodies’ health, and inspect for illicit connections. Provide FDACS with locations of horse and livestock access to creeks. | FIB- Stormwater | Ongoing | 2013 | N/A | N/A | N/A | Polk County | N/A | 3000 | 3000 | Polk County | N/A | N/A | Not provided | 28.088276 | -82.021623
1010 | HILL | Polk County | N/A | POLK-028 | Walk the WBID Follow Up | Address action items identified during the 2014 Walk the WBID. | FIB- Source Identification Activities | Ongoing | 2014 | N/A | N/A | N/A | Polk County | N/A | N/A | N/A | Polk County | N/A | N/A | Not provided | 28.088276 | -82.021623
809 | LSJM | COJ/ FDOT MS4 | Not provided | COJ-040 | COJ MS4 FLS000012 | Pulaski Rd. (Eastport Dr. to New Berlin Rd.). | Wet Detention Pond | Completed | Not provided | Prior to 2008 | 44 | N/A | Marine | 19 | Not provided | 2666 | Not provided | Not provided | N/A | Not provided | 30.4407061724 | -81.5938795648
824 | LSJM | Camp Blanding Non-MS4 | N/A | CB-03 | Camp Blanding | Completed stormwater projects. | On-line Retention BMPs | Completed | 2013 | 2014 | 105 | N/A | Marine | 33 | Not provided | Not provided | Not provided | Not provided | N/A | N/A | 29.9519 | -81.9799
825 | LSJM | Camp Blanding Non-MS4 | N/A | CB-02 | Camp Blanding | Atmospheric deposition load reduction – Seminole Electric SCR upgrade. | Industrial Facility Upgrades | Completed | 2006 | 2010 | 216 | N/A | Marine | N/A | 176000000 | N/A | Not provided | Not provided | N/A | N/A | 29.732888 | -81.632458
826 | LSJM | City of Atlantic Beach | FDOT | AB-08 | Atlantic Bch MS4 FLS000012 | FDOT Wonderwood Connector Segment 1 – Girvin to Sandcastle. | Wet Detention Pond | Completed | 2001 | 2005 | 13 | N/A | Marine | 70 | Not provided | N/A | FDOT | Not provided | N/A | N/A | Not provided | Not provided
827 | LSJM | Anheuser Busch | Not provided | ANB-01 | Anheuser Busch – Main Street | Complete process improvements. | WWTF Upgrade | Completed | Not provided | 2006 | 26358 | N/A | Marine | N/A | Not provided | Not provided | Not provided | Not provided | N/A | Not provided | Not provided | Not provided
828 | LSJM | City of Atlantic Beach | Seminole Electric | AB-09 | Atlantic Bch MS4 FLS000012 | Atmospheric deposition load reduction – Seminole Electric SCR Upgrade. | Industrial Facility Upgrades | Completed | 2006 | 2010 | 172 | N/A | Marine | N/A | 176000000 | N/A | Not provided | Not provided | N/A | N/A | 29.732888 | -81.632458
829 | LSJM | FDACS | Agricultural Producers | AG-05 | Agriculture | New RST. | Regional Stormwater Treatment | Canceled | Not provided | N/A | N/A | N/A | Freshwater | N/A | N/A | N/A | N/A | N/A | N/A | Not provided | N/A | N/A
288 | OKLA | City of Groveland | Homeowners | PAL22 | Septic Tank Comprehensive Plan | Septic tanks within the Green Swamp are required to be pumped every five years. Comprehensive plan addresses ground and surface water protection. | Regulations, Ordinances, and Guidelines | Completed | Not provided | 2007 | N/A | N/A | Palatlakaha River Basin | N/A | Not provided | Not provided | Homeowners | Not provided | N/A | Not provided | 28.5504378841086 | -81.8508205572455
289 | OKLA | City of Leesburg | N/A | LEESBURG01 | Street Sweeping | Sweeping of city-maintained streets to remove dirt, vegetation, and debris. Benchmark frequency is monthly for an estimated 170 miles of pavement. The performance benchmark shall be 50 cubic yards of debris collected and disposed of each month. | Street Sweeping | Ongoing | 1970 | N/A | N/A | Not provided | Not provided | N/A | N/A | 150000 | City of Leesburg | $150,000 | N/A | Not provided | TBD | TBD
290 | OKLA | City of Leesburg | SJRWMD/ DEP | HAR17 | Lake Harris Water Quality Improvement Project at Venetian Gardens | WQI project - water monitoring, education, removal of invasive species & re-vegetation. Background and ongoing water monitoring, survey, individual permits issued. | Baffle Boxes- Second Generation | Completed | 2006 | 2008 | N/A | 2 | Lake Harris Basin | 44 | 167000 | Not provided | 319 Grant/ SJRWMD Grant/ City of Leesburg Stormwater Utility Fee | Not provided | Not provided | Not provided | 28.8065616675059 | -81.8762917939413
291 | OKLA | City of Leesburg | N/A | LEESBURG02-EUS | Education and Outreach Activities | Public service announcements on Lakefront TV, pamphlets, website, illicit connection reporting. City adopted ordinances for, landscaping, fertilizer application, and pet waste management. Student and adult education programs. | Education Efforts | Ongoing | Not provided | N/A | N/A | 4 | Lake Eustis Basin | N/A | Not provided | 1875 | Leesburg Stormwater Utility Fee | Not provided | N/A | Not provided | 28.8458479814156 | -81.7294394157436
292 | OKLA | FDOT District 5 | N/A | HAR08 | SR 500/US 441 – Basin 3 | Lake Harris, SR 500 - US 441 Leesburg - Basin 3. No increase in TP load with road improvement. | On-line Retention BMPs | Completed | 2008 | Prior to 2007 | N/A | 11.02 | Lake Harris Basin | Not provided | Not provided | Not provided | Florida Legislature | Not provided | N/A | Not provided | 28.8288440484538 | -81.8289822145997
293 | OKLA | City of Leesburg | LCWA | GRIF10 | Whispering Pines Regional Stormwater Retrofit | Stormwater retrofit. Construction of wet detention pond with littoral shelf on 4.7-acre site. Expected 66 % reduction in TP. | Wet Detention Pond | Completed | 2004 | 2009 | N/A | 130 | Lake Griffin Basin | 132 | 1500000 | Not provided | City of Leesburg/ LCWA | Leesburg – $750,000/ LCWA – $750,000 | N/A | Not provided | 28.82573 | -81.88700
294 | OKLA | City of Leesburg | SJRWMD | GRIF23 | Lake Griffin Water Quality Improvement Project at Canal St. WWTP | Sediment box. | Baffle Boxes- First Generation | Completed | 2006 | 2007 | N/A | Not provided | Lake Griffin Basin | Not provided | 150000 | Not provided | SJRWMD Grant/ City of Leesburg Stormwater Utility Fee | Not provided | N/A | Not provided | 28.816038237703 | -81.8732191647053
856 | LSJM | COJ/ FDOT MS4 | Not provided | COJ-080 | COJ MS4 FLS000012 | FDOT I-95 widening from Lem Turner to I-295 . | Wet Detention Pond | Completed | Not provided | Prior to 2008 | 92 | N/A | Marine | 117 | Not provided | Not provided | FDOT/ State Legislature | N/A | N/A | Not provided | 30.3970836433 | -81.6687183836
857 | LSJM | COJ/ FDOT MS4 | Not provided | COJ-069 | COJ MS4 FLS000012 | FDOT widening of Southside Blvd. | Dry Detention Pond | Completed | Not provided | Prior to 2008 | 117 | N/A | Marine | 146 | Not provided | Not provided | FDOT/ State Legislature | N/A | N/A | Not provided | 30.2304933266 | -81.5510545845
774 | LSJM | City of Green Cove Springs | Not provided | GCS-08 | GCS – Harbor Rd. FL0020915, South FL0030210 | Operational changes. | WWTF Nutrient Reduction | Completed | Not provided | 2011 | 21210.2 | 5469.2 | Freshwater | N/A | Not provided | Not provided | Not provided | Not provided | N/A | Not provided | Not provided | Not provided
924 | LSJM | CCUA Aggregate | Not provided | CCUA-01 | Fleming Island WWTF FL0043834 | Upgrade to A Prototype Realistic Innovative Community of Today (APRICOT) and Reuse. | WWTF Upgrade | Completed | Not provided | Prior to 2008 | 40029 | N/A | Marine | N/A | 4143943.76 | 474020 | Not provided | Not provided | N/A | Not provided | 30.093095 | -81.719062
1029 | HILL | Pasco County | N/A | PASCO-003 | Fecal Coliform Quarterly Monitoring | Annual funding for fecal coliform quarterly monitoring for 3 years in response to NPDES permit. Quarterly samples are collected at two stations: New River at Creek Rd. (NR-1.57) and Trout Creek at County Line Site 5 (TC-0.0). | FIB- Source Identification Activities | Ongoing | Not provided | N/A | N/A | N/A | New River/ Trout Creek | N/A | 6000 | N/A | Not provided | Pasco County - $6,000 | N/A | Not provided | Not provided | Not provided
1030 | HILL | Pasco County | BMAP Stakeholders | PASCO-004 | Participate in HTBMT Calls and Efforts | Participate in monthly HTBMT coordination calls. | FIB- Source Identification Activities | Ongoing | 2009 | N/A | N/A | N/A | Pasco County | N/A | Not provided | Not provided | Pasco County | Not provided | N/A | Not provided | Not provided | Not provided
1031 | HILL | Pasco County | N/A | PASCO-005 | Source Identification Follow Up | Assist DEP in following up on source identification results that indicate a human source. | FIB- Source Identification Activities | Ongoing | 2009 | N/A | N/A | N/A | Pasco County | N/A | Not provided | Not provided | Pasco County | Not provided | N/A | Not provided | Not provided | Not provided
1345 | LSJT | City of Jacksonville | N/A | COJ-101 | Woodruff Avenue | Drainage improvement. | FIB- Stormwater | Completed | Not provided | 2014 | N/A | N/A | Big Fishweir Creek | Not provided | 24239 | Not provided | COJ | Not provided | Not provided | Not provided | 30.3013411899 | -81.7259016105
1346 | LSJT | City of Jacksonville | N/A | COJ-102 | 1525 Tallyrand Avenue | Drainage improvement. | FIB- Stormwater | Completed | Not provided | 2014 | N/A | N/A | Deer Creek | Not provided | 38421 | Not provided | COJ | Not provided | Not provided | Not provided | 30.342427249 | -81.6370475704
1347 | LSJT | City of Jacksonville | N/A | COJ-120 | Outfall Ditch Vegetation Management | Herbicide spraying and litter removal. | FIB- Stormwater | Ongoing | Not provided | N/A | N/A | N/A | BMAP I and II Basinwide | N/A | 650000 | N/A | COJ | $650,000 | Not provided | Not provided | 30.3618026648 | -81.581907063
943 | LSJM | COJ/ FDOT MS4 | Not provided | COJ-049 | COJ MS4 FLS000012 | Broward River. | Stormwater System Upgrade | Planned | N/A | 2023 | 1540 | N/A | Marine | 837 | N/A | N/A | N/A | N/A | N/A | Not provided | 30.3098124604 | -81.671008589
944 | LSJM | COJ/ FDOT MS4 | Not provided | COJ-052f | COJ MS4 FLS000012 | Glynlea. | OSTDS Phase Out | Completed | 2011 | 2012 | 2853 | N/A | Marine | Not provided | Not provided | Not provided | Not provided | Not provided | N/A | Not provided | 30.304853573 | -81.5909080672
945 | LSJM | COJ/ FDOT MS4 | Not provided | COJ-052d | COJ MS4 FLS000012 | Murray Hill B. | OSTDS Phase Out | Completed | 2011 | 2012 | 10781 | N/A | Marine | Not provided | Not provided | Not provided | Not provided | Not provided | N/A | Not provided | 30.3131431141 | -81.7216693256
849 | LSJM | COJ/ FDOT MS4 | Not provided | COJ-068 | COJ MS4 FLS000012 | FDOT widening of SR 10 (Atlantic Blvd. from St. Johns Bluff to San Pablo). | Wet Detention Pond | Completed | Not provided | Prior to 2008 | 873 | N/A | Marine | 1096 | Not provided | Not provided | FDOT/ State Legislature | N/A | N/A | Not provided | 30.3200105321 | -81.4870399708
1213 | LSJT | City of Jacksonville | N/A | COJ-276 | 6562 Albicore Rd. | Storm sewer. | FIB- Stormwater | Completed | Not provided | 2014 | N/A | N/A | Fishing Creek | Not provided | 1973 | N/A | COJ | Not provided | Not provided | Not provided | 30.2432516309 | -81.7494932725
1214 | LSJT | City of Jacksonville | N/A | COJ-290 | Iowa Avenue at Macklin St. | Drain line. | FIB- Stormwater | Completed | 2013 | 2013 | N/A | N/A | Middle Trout River | N/A | 115699 | N/A | COJ | $109,039 | Not provided | Not provided | 30.4196377018 | -81.8219210966
1215 | LSJT | City of Jacksonville | N/A | COJ-289 | Moncrief-Dinsmore | Storm sewer rehabilitation. | FIB- Stormwater | Completed | Not provided | 2014 | N/A | N/A | Middle Trout River | Not provided | 34570 | N/A | COJ | Not provided | Not provided | Not provided | 30.4196377018 | -81.8219210966
1216 | LSJT | City of Jacksonville | N/A | COJ-288 | Old Kings Rd. | Storm sewer rehabilitation. | FIB- Stormwater | Completed | Not provided | 2014 | N/A | N/A | Middle Trout River | Not provided | 7348 | N/A | COJ | Not provided | Not provided | Not provided | 30.4196377018 | -81.8219210966
1217 | LSJT | City of Jacksonville | N/A | COJ-287 | 548 Bay Ridge Rd. | Storm sewer CCTV. | FIB- Stormwater | Completed | 2013 | 2013 | N/A | N/A | Pottsburg Creek | N/A | 2616 | N/A | COJ | $1,411 | Not provided | Not provided | 30.2942023473 | -81.5849666198
1218 | LSJT | City of Jacksonville | N/A | COJ-286 | 8362 Hidden Lake | Storm sewer cave in. | FIB- Stormwater | Completed | 2016 | 2016 | N/A | N/A | Pottsburg Creek | N/A | 5369 | N/A | COJ | $6,498 | Not provided | Not provided | 30.2942023473 | -81.5849666198
1219 | LSJT | City of Jacksonville | N/A | COJ-285 | 7518 Holiday Rd. S | Storm sewer CCTV. | FIB- Stormwater | Completed | 2015 | 2015 | N/A | N/A | Pottsburg Creek | N/A | 5974 | N/A | COJ | $3,133 | Not provided | Not provided | 30.2942023473 | -81.5849666198
1220 | LSJT | City of Jacksonville | N/A | COJ-284 | 2444 Buttonwood Dr. | Storm sewer CCTV. | FIB- Stormwater | Completed | 2014 | 2014 | N/A | N/A | Pottsburg Creek | N/A | 7090 | N/A | COJ | $4,993 | Not provided | Not provided | 30.2942023473 | -81.5849666198
1221 | LSJT | City of Jacksonville | N/A | COJ-283 | Hanson at Londonberry | Storm sewer replacement. | FIB- Stormwater | Completed | 2013 | 2013 | N/A | N/A | Wills Branch | N/A | 78649 | N/A | COJ | $42,747 | Not provided | Not provided | Incompatible Point | Incompatible Point
1222 | LSJT | City of Jacksonville | N/A | COJ-282 | Sewer Drains into Yard/Ditch | CARE initiated inspection. | FIB- Stormwater | Ongoing | Not provided | N/A | N/A | N/A | Cormorant Branch | Not provided | 379 | N/A | COJ | Not provided | Not provided | Not provided | 30.1569356864 | -81.6240421632
1223 | LSJT | City of Jacksonville | N/A | COJ-281 | 3078 Purdom Dr. | Storm sewer. | FIB- Stormwater | Completed | Not provided | 2014 | N/A | N/A | Cormorant Branch | Not provided | 3511 | N/A | COJ | Not provided | Not provided | Not provided | 30.1569356864 | -81.6240421632
1224 | LSJT | City of Jacksonville | N/A | COJ-280 | University St. | Pond cease/desist. | FIB- Stormwater | Completed | Not provided | 2014 | N/A | N/A | Moncrief Creek | N/A | 15999 | N/A | COJ | Not provided | Not provided | Not provided | 30.3621752667 | -81.6865615132
1225 | LSJT | City of Jacksonville | N/A | COJ-279 | Chestnut Dr. | Construction. | FIB- Stormwater | Underway | Not provided | TBD | N/A | N/A | Moncrief Creek | N/A | 121439 | Not provided | COJ | Not provided | Not provided | Not provided | 30.3621752667 | -81.6865615132
236 | OKLA | LCWA | Lake County | PAL23 | Hooks St. Interlocal WQI Project | Hooks St. in Clermont. | Dry Detention Pond | Canceled | N/A | N/A | N/A | N/A | Palatlakaha River Basin | N/A | N/A | N/A | N/A | N/A | N/A | Not provided | N/A | N/A
237 | OKLA | Lake County | N/A | LC01 | Golf Course Resource Management Plan | Golf course resource management plans are applicable to the unincorporated portion of Lake County. They apply to new and existing golf courses. Regulatory approach that will provide protection to ground and surface waters. | Regulations, Ordinances, and Guidelines | Ongoing | 2001 | N/A | N/A | N/A | Upper Ocklawaha Basin | N/A | Not provided | Not provided | Lake County | Not provided | N/A | Not provided | TBD | TBD
238 | OKLA | LCWA | N/A | DEN01 | Lake Denham Muck Farm Buyout | Purchase and maintenance of 563 acre Lake Denham Muck Farm to eliminate an estimated 1100 pounds per year TP loading. Leesburg partnered with LCWA to purchase the former muck farm which contributes nutrients to Lake Denham and Lake Harris. | Land Acquisition | Completed | 2017 | 2019 | N/A | N/A | Lake Denham Basin | 563 | 1600000 | 30000 | City of Leesburg/ LCWA | City of Leesburg - $500,000/ LCWA - $1,100,000 | N/A | Not provided | 28.5523 | -81.7685
239 | OKLA | LCWA | SJRWMD | ABC01 | Nutrient Reduction Facility | Apopka-Beauclair Canal/CC Ranch. Water in Apopka-Beauclair Canal treated off-line with alum. Removes phosphorus containing compounds from Lake Apopka discharge. Reduce loading from Lake Apopka to Lake Beauclair and Apopka-Beauclair Canal. | Regional Stormwater Treatment | Completed | 2007 | 2009 | N/A | 5000 | Lake Apopka Basin | Not provided | 7300000 | Not provided | LCWA/ Florida Legislature/ SJRWMD | Not provided | Not provided | Not provided | 28.7213829563948 | -81.6876935901698
240 | OKLA | Lake County | N/A | LC08 | Construction Erosion Control- Education and Inspection | Recurring training provided by Lake County to instruct and certify contractors on erosion and sediment control BMPs. Reduces nutrient load by reducing sediment discharge to water bodies. | Education Efforts | Ongoing | 2014 | N/A | N/A | N/A | Upper Ocklawaha Basin | N/A | Not provided | 1500 | Stormwater MSTU | Not provided | N/A | Not provided | TBD | TBD
241 | OKLA | Lake County | N/A | LC07 | Targeted Business Sector BMP Education | Site visits to targeted business sectors (automotive service, landscape, and food service) throughout unincorporated Lake County. Inspection for BMPs to protect stormwater quality and distribution of educational flyers on water quality. | Education Efforts | Ongoing | 2013 | N/A | N/A | N/A | Upper Ocklawaha Basin | N/A | Not provided | 1200 | Stormwater MSTU | Not provided | N/A | Not provided | TBD | TBD
242 | OKLA | Lake County | LCWA | LC06 | Landscaper BMP Training | Landscaper education about BMPs for landscapers and those that hire landscapers. A seminar was held with the Lake County Agriculture Center to educate landscapers about BMPs and BMP brochures were mailed out county wide to landscape companies. | Education Efforts | Ongoing | Not provided | N/A | N/A | N/A | Upper Ocklawaha Basin | N/A | 1276.56 | Not provided | LCWA | $1,277 | N/A | Not provided | TBD | TBD
243 | OKLA | LCWA | Lake County | LC03 | Water Resource Atlas | Web-based out reach education program focused on water resource issues. Water Atlas lead partner is LCWA with Lake County providing water quality monitoring data. | Education Efforts | Ongoing | 2003 | N/A | N/A | N/A | Upper Ocklawaha Basin | N/A | 90000 | Not provided | Lake County | Not provided | N/A | Not provided | TBD | TBD
244 | OKLA | City of Mount Dora | Lake County | DORA27 | Continuous Deflection Separation Unit at Lake Dora Rd. | Installed continuous deflection separation (CDS) unit at Lake Dora Rd. System removes sand and debris from stormwater runoff before entering Lake Dora. | Hydrodynamic Separators | Completed | Not provided | 2012 | N/A | 4.2 | Lake Dora Basin | 64 | Not provided | Not provided | Lake County Public Works | Not provided | N/A | Not provided | 28.8007552648705 | -81.6476079577693
245 | OKLA | LCWA | N/A | TROUT09 | Water Quality Investigation | Trout Lake watershed. Survey and identify potential nutrient sources not previously evaluated and propose remediation projects. | Study | Completed | 2014 | 2017 | N/A | N/A | Trout Lake Basin | N/A | Not provided | N/A | LCWA | Not provided | N/A | Not provided | 28.8661854471388 | -81.6824592282944
246 | OKLA | City of Eustis | LCWA/ Lake County | EUSTIS02-DORA | Education and Outreach Activities | Public service announcements on utility bills, pamphlets, website, illicit connection reporting. City adopted ordinances for, landscaping, fertilizer application, and pet waste management. Student and adult education programs. | Education Efforts | Ongoing | Not provided | N/A | N/A | 3.5 | Lake Dora Basin | N/A | Not provided | 2250 | City of Eustis Stormwater Utility Fee | Not provided | N/A | Not provided | 28.7908680088359 | -81.7068105423911
247 | OKLA | City of Eustis | N/A | EUS31 | Ardice Ave., Kurt, and Ruleme Improvements | The storm piping along Ardice Ave. - Kurt and Ruleme St. will be constructed and routed to an existing retention pond in which the city will maintain. | Stormwater System Rehabilitation | Completed | Not provided | 2019 | N/A | N/A | Lake Eustis Basin | 32.25 | 650000 | N/A | City of Eustis | $650,000 | N/A | Not provided | 28.8292030827629 | -81.6917033813116
248 | OKLA | City of Eustis | N/A | EUS29 | Westmoreland Retrofit | Proposed new stormwater pond for collection on Westmoreland - modified conveyance system, no pond installed. | Stormwater System Rehabilitation | Canceled | N/A | N/A | N/A | N/A | Lake Eustis Basin | N/A | 150000 | N/A | N/A | N/A | N/A | Not provided | 28.8240294440462 | -81.668914289723
1975 | JESU | City of Oviedo | N/A | OV-12 | Magnolia Ave | Sweetwater creek water quality analysis and nutrient separator box install at culvert. | Baffle Boxes- Second Generation | Planned | TBD | 2023 | 33 | 2 | N/A | 32 | 400000 | TBD | TBD | TBD | N/A | Not provided | Not provided | Not provided
1976 | JESU | City of Sanford | Not provided | S-01 | Street Sweeping | Weekly street sweeping - removes 17,347 cubic feet of material annually. | Street Sweeping | Ongoing | Not provided | N/A | 426 | 267 | N/A | N/A | Not provided | 23256 | City/ Stormwater Utility | N/A | N/A | Not provided | Not provided | Not provided
1977 | JESU | City of Altamonte Springs | Not provided | A-03 | Education Efforts | FYN, irrigation and fertilizer ordinances, PSAs, pamphlets, presentations, website, Illicit Discharge Program. | Education Efforts | Ongoing | Not provided | N/A | 14.4 | 0.5 | N/A | N/A | Not provided | 6000 | Stormwater Fee | $6,000 | N/A | Not provided | Not provided | Not provided
1978 | JESU | Seminole County | Altamonte/ Casselberry/ Oviedo/ Winter Springs/ Sanford/ Longwood/ Lake Mary | SC-10 | Enhanced Public Education | FYN, ordinances (irrigation, landscaping, pet waste, fertilizer), PSAs, pamphlets, presentations, website, Illicit Discharge Program. | Education Efforts | Ongoing | 2013 | N/A | 5778 | 378 | N/A | N/A | N/A | 65000 | City Partners | City Partners - $28,000 | N/A | N/A | 28.721152 | -81.246486
1979 | JESU | City of Sanford | Not provided | S-02 | Enhanced Public Education | FYN program; pet waste, irrigation, and fertilizer ordinances; PSAs and Illicit Discharge Program. | Education Efforts | Ongoing | Not provided | N/A | 1171 | 132 | N/A | N/A | Not provided | 2000 | City/ Stormwater Utility | N/A | N/A | Not provided | Not provided | Not provided
1980 | JESU | Seminole County | Seminole County/ DEP | SC-17 | Black Hammock Creek Reclamation and Floodplain Treatment System | Preliminary and final design, construction, and monitoring to treat water from the Black Hammock area. | Hydrologic Restoration | Completed | 2017 | 2018 | 4854 | 1160 | N/A | 5619 | 1800000 | TBD | Legislative Funds | $1,800,000 | S0636 | N/A | 28.730996 | -81.172629
1981 | JESU | Seminole County | N/A | SC-13 | Bear Gully Creek Diversion to Mikler Pond | Preliminary design for RSF to treat water from Bear Gully Canal subbasin. | Wet Detention Pond | Planned | TBD | TBD | 9121 | 1004 | N/A | 1098 | 480000 | TBD | TBD | TBD | N/A | N/A | 28.642932 | -81.244121
909 | LSJM | Clay County Non-MS4 | Seminole Electric | CC-08 | CC Non-MS4 | Atmospheric deposition load reduction – Seminole Electric SCR upgrade. | Industrial Facility Upgrades | Completed | 2006 | 2010 | 1155 | N/A | Freshwater | N/A | 176000000 | N/A | Not provided | Not provided | N/A | N/A | 29.732888 | -81.632458
910 | LSJM | Clay County MS4 | Seminole Electric | CC-07 | CC MS4 FLR04E045 | Atmospheric deposition load reduction – Seminole Electric SCR upgrade. | Industrial Facility Upgrades | Completed | 2006 | 2010 | 519 | N/A | Freshwater | N/A | 176000000 | N/A | Not provided | Not provided | N/A | N/A | 29.732888 | -81.632458
911 | LSJM | Clay County Non-MS4 | CCUA | CC-06 | CC Non-MS4 | Trade with CCUA-05 with trading factors applied to total CCUA trade of 2,850 kg/yr TN and 7,973 kg/yr TP. CC-03 credited 1,328 kg/yr TP and CC-06 credited 148 kg/yr TP. | Credit Trade | Completed | Not provided | 2009 | N/A | 324.94 | Freshwater | N/A | N/A | N/A | N/A | N/A | N/A | Not provided | Not provided | Not provided
2437 | BIRL | City of Cape Canaveral | N/A | CC-13 | Exfiltration on North Atlantic Ave | Stormwater swales. | Grass Swales without Swale Blocks or Raised Culverts | Completed | 2014 | 2016 | 39.4808 | 5.987 | B | 36.5412 | 436000 | 5000 | City | City - $436,000 | N/A | N/A | 28.396259805 | -80.604848074
2438 | BIRL | City of Cape Canaveral | N/A | CC-12 | Banana River Park Stormwater Improvements | Stormwater swales. | Grass Swales without Swale Blocks or Raised Culverts | Completed | 2012 | 2013 | 10.2376 | 1.465 | B | 5.5893 | 38000 | 2500 | City | City - $38,000 | N/A | N/A | 28.397603558 | -80.618838823
1557 | LSJT | City of Atlantic Beach | CDBG Disaster Mitigation | AB-122 | Pump Station Inspections and Maintenance | Rehabilitate sanitary sewer mains in Donner subdivision (portions of Jackson Rd., Stanley Rd., Francis Avenue, and Jordan Rd.) using CIPP. | FIB- Sanitary Sewer | Completed | Not provided | 2012 | N/A | N/A | Hopkins Creek | N/A | 146604 | N/A | CDBG Disaster Mitigation | Not provided | Not provided | Not provided | Not provided | Not provided
1558 | LSJT | City of Atlantic Beach | N/A | AB-110 | Seminole Ditch Headwall | Implement flood control capital project– 800 block of Seminole Rd. | FIB- Stormwater | Completed | Not provided | Prior to 2010 | N/A | N/A | Sherman Creek | Not provided | 12974 | Not provided | Atlantic Beach | Not provided | Not provided | Not provided | Not provided | Not provided
1942 | JESU | City of Casselberry | N/A | C-21 | Whole Lake Alum Treatment | Execution of whole lake alum treatments to directly treat Queens Mirror Lake and the Triplet Lake chain to address loads due to groundwater seepage and internal recycling. | In Waterbody - Alum Injection System | Completed | 2012 | 2015 | 120.5 | 184.8 | N/A | 101.9 | 170000 | 0 | Stormwater Utility | $170,000 | N/A | N/A | 28.6692694444444 | -81.3264277777778
1943 | JESU | Turnpike Enterprise | N/A | T-03 | Enhanced Public Education | No fertilizer on right-of-ways, educational signage, illicit discharge training. | Education Efforts | Ongoing | 2017 | N/A | 77 | 7 | N/A | N/A | N/A | N/A | N/A | N/A | N/A | N/A | 28.706556 | -81.235956
1944 | JESU | City of Casselberry | N/A | C-34 | North Oxford Road Complete Street Improvements | Road diet with addition of bioswales. | Bioswales | Completed | 2016 | 2018 | 0.8 | 0 | N/A | 1.6817 | 2134100 | N/A | Sales Tax/ Stormwater Utility/ Water/ Sewer Utility | $2,134,100 | N/A | N/A | 28.6610361111111 | -81.3362972222222
1564 | LSJT | City of Atlantic Beach | N/A | AB-129 | Sewer Line Upgrades | Replace cast iron sewer main in easement south of Willow Cove Court East. | FIB- Sanitary Sewer | Completed | Not provided | 2012 | N/A | N/A | Sherman Creek | N/A | 86829 | N/A | Atlantic Beach | Not provided | Not provided | Not provided | Not provided | Not provided
1565 | LSJT | City of Atlantic Beach | N/A | AB-130 | Manhole Inspections and Rehabilitation | Rehabilitate manholes on East Coast Dr. with Spectrashield. | FIB- Sanitary Sewer | Completed | Not provided | 2012 | N/A | N/A | Sherman Creek | N/A | 3300 | N/A | Atlantic Beach | Not provided | Not provided | Not provided | Not provided | Not provided
1566 | LSJT | City of Atlantic Beach | N/A | AB-131 | Preventive SSO Investigations | Clean and televise sewer mains on Dudley Rd. and Dutton Island Rd. | FIB- Sanitary Sewer | Completed | Not provided | 2012 | N/A | N/A | Sherman Creek | N/A | 1300 | N/A | Atlantic Beach | Not provided | Not provided | Not provided | Not provided | Not provided
1567 | LSJT | City of Atlantic Beach | N/A | AB-132 | Preventive SSO Investigations | Clean and televise sewer main near Mimosa Cove lift station. | FIB- Sanitary Sewer | Completed | Not provided | 2012 | N/A | N/A | Sherman Creek | N/A | 2500 | N/A | Atlantic Beach | Not provided | Not provided | Not provided | Not provided | Not provided
1114 | HILL | City of Tampa | SWFWMD | COT-020 | Urban Lake Rescue–Lake Roberta | With funding from SWFWMD, City installed baffle box to capture pollutants in stormwater before entering Lake Roberta. Exotic vegetation was removed and replanted with natives. Controls were constructed in lake to improve residence time for treatment. | FIB- Stormwater | Completed | Not provided | 2008 | N/A | N/A | Lower Hillsborough River | Not provided | 272000 | Not provided | SWFWMD Cooperative Funding/ City of Tampa | Tampa - $136,000 | Not provided | Not provided | Not provided | Not provided
1115 | HILL | City of Tampa | FDOT | COT-021 | Downstream Defender – Lake Roberta | Stormwater drainage from Nebraska Ave. contributes large amount of trash and debris. Tampa and FDOT installed sediment and trash collection device to treat stormwater. Offline unit installed and maintained by Tampa Stormwater Department. | FIB- Stormwater | Completed | Not provided | 2006 | N/A | N/A | Lower Hillsborough River | Not provided | 140000 | Not provided | City of Tampa Stormwater Utility/ FDOT | Not provided | Not provided | Not provided | Not provided | Not provided
1116 | HILL | City of Tampa | FDOT | COT-022 | Epps Park Sediment Trap Installation | City of Tampa in partnership with FDOT installed series of 6 sediment traps near Epps Park. Tampa Stormwater Department crews maintain and operate sediment traps, removing debris on routine basis. | FIB- Stormwater | Completed | Not provided | 2003 | N/A | N/A | Lower Hillsborough River | Not provided | 350000 | Not provided | City of Tampa Stormwater Utility/ FDOT | Not provided | Not provided | Not provided | Not provided | Not provided
775 | LSJM | City of Green Cove Springs MS4 | Seminole Electric | GCS-07 | GCS MS4 FLR04E103 | Atmospheric deposition load reduction – Seminole Electric SCR upgrade. | Industrial Facility Upgrades | Completed | 2006 | 2010 | 1305 | N/A | Freshwater | N/A | 176000000 | N/A | Not provided | Not provided | N/A | N/A | 29.732888 | -81.632458
776 | LSJM | City of Green Cove Springs MS4 | Not provided | GCS-06 | GCS MS4 FLR04E103 | Vystar Credit Union. | Dry Detention Pond | Completed | Not provided | Prior to 2008 | 1 | 0 | Freshwater | 1.8 | Not provided | Not provided | Not provided | Not provided | N/A | Not provided | Not provided | Not provided
777 | LSJM | JEA Aggregate | JEA | JEA-02 | JEA Arlington East FL0026441 | Complete process improvements. | WWTF Nutrient Reduction | Completed | 2005 | 2008 | 204000 | N/A | Marine | N/A | 17500000 | 0 | JEA | $17,500,000 | N/A | Not provided | 30.347 | -81.543
322 | OKLA | City of Eustis | LCWA | EUS11 | Russell Ave. Retrofit | Divert stormwater runoff to dry detention pond via storm sewer retrofit for total treatment and storage. Divert stormwater runoff to the pond instead of discharge into Lake Eustis. | Dry Detention Pond | Completed | 2004 | 2004 | 244.02 | 30.97 | Lake Eustis Basin | 23.7 | 150000 | 1300 | LCWA/ City of Eustis | LCWA – $75,000, City of Eustis – $75,000 | N/A | Not provided | 28.8560000005877 | -81.6719999999871
323 | OKLA | City of Umatilla | LCWA | UMATILLA04 | Master Stormwater Management Plan | Stormwater master plan. | Study | Completed | 2013 | 2013 | N/A | N/A | Trout Lake and Lake Yale Basins | N/A | 24000 | N/A | City of Umatilla/ LCWA | City of Umatilla – $12,000/ LCWA – $12,000 | N/A | Not provided | TBD | TBD
324 | OKLA | City of Tavares | N/A | Tavares01-DORA | Street Sweeping | City-wide street sweeping program. Removes sediment and debris from streets that would otherwise contribute potential nutrient loadings to Lakes Dora and Eustis. The benchmark frequency for sweeping shall be quarterly or as needed. | Street Sweeping | Ongoing | Not provided | N/A | N/A | 87.3 | Lake Dora Basin | N/A | N/A | Not provided | City of Tavares | Not provided | N/A | Not provided | TBD | TBD
332 | OKLA | City of Umatilla | N/A | UMATILLA05-YALE | Public Education | Public education and participation program for residents of Umatilla to enhance knowledge and awareness of stormwater management. Part of MS4 Phase II public education requirement. | Education Efforts | Ongoing | 2011 | N/A | N/A | 2.54 | Lake Yale Basin | N/A | Not provided | 7500 | City of Umatilla | Not provided | N/A | Not provided | 28.9146591357995 | -81.7349742085647
333 | OKLA | City of Tavares | N/A | Tavares01-HAR | Street Sweeping | City-wide street sweeping program. Removes sediment and debris from streets that would otherwise contribute potential nutrient loadings to Lakes Dora and Eustis. The benchmark frequency for sweeping shall be quarterly or as needed. | Street Sweeping | Ongoing | Not provided | N/A | N/A | 9.9 | Lake Harris Basin | N/A | N/A | Not provided | City of Tavares | Not provided | N/A | Not provided | TBD | TBD
334 | OKLA | City of Umatilla | DEP | EUS30 | Orange Ave. Retrofit | Lake Bracy Watershed in Umatilla. Addition of catch basins and stormwater pond addition and enlargement. | BMP Treatment Train | Completed | 2013 | 2013 | N/A | 18.76 | Trout Lake Basin | 23.28 | 1644427 | Not provided | City of Umatilla/ 319 Grant | Not provided | S0601 | Not provided | 28.9279138082063 | -81.6656636025363
335 | OKLA | City of Umatilla | SJRWMD | TROUT03 | Trowell Ave. Baffle Boxes | Lake Umatilla watershed. Installation of 2 baffle boxes at the edge of Lake Umatilla to catch sediment carried in stormwater before it enters Lake Umatilla. Lake Umatilla does not discharge into Trout Lake. Hicks Ditch discharges into Lake Umatilla. | Baffle Boxes- First Generation | Completed | Not provided | Prior to 2007 | N/A | Not provided | Trout Lake Basin | Not provided | Not provided | Not provided | SJRWMD | Not provided | N/A | Not provided | 28.9212490096432 | -81.6656760960661
336 | OKLA | City of Umatilla | FEMA | TROUT04 | Kentucky Ave. Retention Pond | Kentucky Ave.-Lake Umatilla watershed. Retention pond located on Kentucky Ave. will reduce stormwater inputs into Lake Umatilla. Lake Umatilla no longer drains to Trout Lake. Hicks Ditch discharges to Lake Umatilla. | On-line Retention BMPs | Completed | Not provided | Prior to 2007 | N/A | Not provided | Trout Lake Basin | Not provided | 1468320 | Not provided | FEMA-El Nino Grant | Not provided | N/A | Not provided | 28.9299603362766 | -81.669048992998
650 | LSJM | COJ/ FDOT MS4 | Not provided | COJ-047 | COJ MS4 FLS000012 | Julington Creek. | Stormwater System Upgrade | Planned | N/A | 2023 | 5720 | N/A | Marine | 4404 | N/A | N/A | N/A | N/A | N/A | Not provided | 30.2584791255 | -81.7130009703
651 | LSJM | COJ/ FDOT MS4 | Not provided | COJ-046 | COJ MS4 FLS000012 | Intracoastal Waterway. | Stormwater System Upgrade | Planned | N/A | 2023 | 10120 | N/A | Marine | 7646 | N/A | N/A | N/A | N/A | N/A | Not provided | 30.2797433902 | -81.7508992823
652 | LSJM | COJ/ FDOT MS4 | Not provided | COJ-045 | COJ MS4 FLS000012 | LSJR downstream of Trout River. | Stormwater System Upgrade | Planned | N/A | 2023 | 440 | N/A | Marine | 514 | N/A | N/A | N/A | N/A | N/A | Not provided | 30.2374983708 | -81.7173191224
653 | LSJM | COJ/ FDOT MS4 | Not provided | COJ-044c | COJ MS4 FLS000012 | Wurn Park LID project. | LID- Other | Completed | Not provided | 2005 | TBD | N/A | Marine | 1.8 | Not provided | Not provided | COJ | Not provided | N/A | Not provided | 30.3098124604 | -81.671008589
654 | LSJM | COJ/ FDOT MS4 | Not provided | COJ-044b | COJ MS4 FLS000012 | Valens Drive LID project (Arlington River). | LID- Other | Completed | Not provided | 2017 | TBD | N/A | Marine | Not provided | Not provided | Not provided | COJ | $1,109,821 | N/A | Not provided | 30.287150271 | -81.5982995221
325 | OKLA | City of Tavares | N/A | Tavares03-DORA | Education and Outreach Activities | Pamphlets, website, illicit connection reporting. City adopted irrigation ordinance and has several displays of Florida Friendly Landscaping. | Education Efforts | Ongoing | 2009 | N/A | N/A | 6.4 | Lake Dora Basin | N/A | Not provided | Not provided | City of Tavares | Not provided | N/A | Not provided | 28.7881295102264 | -81.6876589900508
326 | OKLA | City of Tavares | LCWA | EUS05 | Stormwater Retrofit | North Tavares. Sediment and debris collection box. Baffle box. | Baffle Boxes- First Generation | Completed | 2003 | 2004 | N/A | Not provided | Lake Eustis Basin | 20 | 30000 | Not provided | Tavares/ LCWA/ Florida Legislature | Tavares – $10,350/ LCWA – $10,350/ Florida Legislature – $9,300 | N/A | Not provided | 28.823680000077 | -81.713140000005
327 | OKLA | City of Tavares | N/A | Tavares02-EUS | Baffle Boxes | Baffle boxes have been placed in many of the direct stormwater discharges into these lakes. | Baffle Boxes- Second Generation | Completed | Not provided | Prior to 2007 | N/A | 84 | Lake Eustis Basin | Not provided | Not provided | Not provided | City of Tavares | Not provided | N/A | Not provided | TBD | TBD
328 | OKLA | City of Tavares | N/A | Tavares01-EUS | Street Sweeping | City-wide street sweeping program. Removes sediment and debris from streets that would otherwise contribute potential nutrient loadings to Lakes Dora and Eustis. The benchmark frequency for sweeping shall be quarterly or as needed. | Street Sweeping | Ongoing | Not provided | N/A | N/A | 213.3 | Lake Eustis Basin | N/A | N/A | Not provided | City of Tavares | Not provided | N/A | Not provided | TBD | TBD
329 | OKLA | City of Tavares | N/A | Tavares03-EUS | Education and Outreach Activities | Pamphlets, website, illicit connection reporting. City adopted irrigation ordinance and has several displays of Florida Friendly Landscaping. | Education Efforts | Ongoing | 2009 | N/A | N/A | 8.6 | Lake Eustis Basin | N/A | Not provided | Not provided | City of Tavares | Not provided | N/A | Not provided | 28.8472504492667 | -81.7310378835158
330 | OKLA | City of Tavares | N/A | Tavares03-HAR | Education and Outreach Activities | Pamphlets, website, illicit connection reporting. City adopted irrigation ordinance and has several displays of Florida Friendly Landscaping. | Education Efforts | Ongoing | Not provided | N/A | N/A | 8.2 | Lake Harris Basin | N/A | Not provided | Not provided | City of Tavares | Not provided | N/A | Not provided | 28.7761528155204 | -81.8123157968687
331 | OKLA | City of Tavares | DEP/ LCWA | Tavares04-DORA | City of Tavares Downtown Community Redevelopment Area (CRA) Area A Stormwater Improvements Treatment Pond | Construction of a stormwater interceptor which will divert stormwater from Downtown Community Redevelopment Area to a wet detention pond, removing several outfalls into Lake Dora. Located in Lake County (Sections: 29,32; Township: 19S; Range: 26E). | Wet Detention Pond | Completed | 2016 | 2020 | 518.18 | 104.23 | Lake Dora Basin | 84.57 | 1734000 | Not provided | Clean Water SRF/ Section 319(h) in Combination with Florida Legislature Funds/ TMDL/ LCWA | Not provided | Not provided | Not provided | 28.8004019367236 | -81.7330311825047
664 | LSJM | COJ/ FDOT MS4 | Not provided | COJ-043 | COJ MS4 FLS000012 | Ortega River. | Stormwater System Upgrade | Planned | N/A | 2023 | 10120 | N/A | Marine | 7169 | Not provided | Not provided | Not provided | Not provided | N/A | Not provided | 30.1358309497 | -81.6313347244
229 | OKLA | Orange County | HUD | LAP21 | Burch's Quarters Community Development Project | Lake Apopka Basin. Paving and drainage upgrades - Section 22; Township 22; Range 27. Stormwater detention pond and storm sewer for Pamela Avenue, Coke Avenue, Foster Avenue, and Burch Street. | Dry Detention Pond | Completed | 2006 | 2006 | N/A | Not provided | Lake Apopka Basin | 80 | 1356000 | Not provided | HUD | Not provided | N/A | Not provided | 28.5568477143779 | -81.5938584012728
230 | OKLA | Marion County | Marion County Planning Department/ Marion County Extension Service/ Marion County Soil and Water Conservation District/ SWFWMD | MARION01-YALE | Springshed Protection | Prevent further degradation of water quality of Rainbow & Silver Springs, and to reduce or eliminate existing sources of pollution. Marion County has adopted ordinances and land development code for springs protection, fertilizer, and irrigation. | Education Efforts | Ongoing | 2013 | N/A | N/A | 0.8 | Lake Yale Basin | N/A | Not provided | Not provided | Marion County | Not provided | N/A | Not provided | TBD | TBD
850 | LSJM | COJ/ FDOT MS4 | Not provided | COJ-042a | COJ MS4 FLS000012 | McCoy Creek Pond C (LSJR upstream of Trout River) - compensatory treatment #40-031-18070-4 #40-031-115242-1. | Wet Detention Pond | Completed | Not provided | 2014 | 385 | N/A | Marine | Not provided | Not provided | 0 | Not provided | Not provided | N/A | Not provided | 30.3303006789 | -81.6990241861
851 | LSJM | COJ/ FDOT MS4 | Not provided | COJ-042j | COJ MS4 FLS000012 | Durkeeville West Pond Expansion (LSJR upstream Trout River). | Wet Detention Pond | Canceled | Not provided | N/A | TBD | N/A | Marine | Not provided | Not provided | Not provided | Not provided | Not provided | N/A | Not provided | 30.3558131748 | -81.7043386777
852 | LSJM | COJ/ FDOT MS4 | Not provided | COJ-084 | COJ MS4 FLS000012 | FDOT Merrill Rd/Southside Blvd. interchange project. | Wet Detention Pond | Completed | Not provided | Prior to 2008 | 11 | N/A | Marine | 15 | Not provided | Not provided | FDOT/ State Legislature | N/A | N/A | Not provided | 30.3530399169 | -81.551478919
853 | LSJM | COJ/ FDOT MS4 | Not provided | COJ-083 | COJ MS4 FLS000012 | FDOT Arlington Expressway project. | Wet Detention Pond | Completed | Not provided | Prior to 2008 | 22 | N/A | Marine | 27 | Not provided | Not provided | FDOT/ State Legislature | N/A | N/A | Not provided | 30.3281930845 | -81.5909711981
854 | LSJM | COJ/ FDOT MS4 | Not provided | COJ-082 | COJ MS4 FLS000012 | FDOT SR 21 widening from south of Cedar River to east of Cassat. | Wet Detention Pond | Completed | Not provided | Prior to 2008 | 15 | N/A | Marine | 19 | Not provided | Not provided | FDOT/ State Legislature | N/A | N/A | Not provided | 30.2748345218 | -81.7313139062
855 | LSJM | COJ/ FDOT MS4 | Not provided | COJ-081 | COJ MS4 FLS000012 | FDOT 4 Laning of SR 13. | Wet Detention Pond | Completed | Not provided | Prior to 2008 | 84 | N/A | Marine | 105 | Not provided | Not provided | FDOT/ State Legislature | N/A | N/A | Not provided | 30.2260043909 | -81.6166078164
162 | OKLA | City of Apopka | N/A | APOPKA03 | Stormwater Collection System Maintenance | Maintenance and cleaning of stormwater inlets, ditches, swales, and ponds. The benchmark frequency for this routine maintenance shall be quarterly or as needed.. | BMP Cleanout | Ongoing | 2000 | N/A | N/A | TBD | Lake Apopka Basin | N/A | N/A | TBD | City of Apopka | N/A | N/A | Not provided | 28.678337 | -81.548375
163 | OKLA | City of Apopka | N/A | APOPKA02 | Educational Outreach | Various educational activities that inform and give guidance to citizens on importance of water as a resource. Storm drain stenciling program that engages local volunteers. Total credit is based on meeting 5.5 % of education credit requirements. | Education Efforts | Ongoing | 2000 | N/A | N/A | TBD | Lake Apopka Basin | N/A | TBD | TBD | City of Apopka | N/A | N/A | Not provided | 28.678337 | -81.548375
164 | OKLA | City of Apopka | N/A | APOPKA01 | Street Sweeping | Street sweeping to reduce debris and sediment entering Lake Apopka. Street Sweeping occurs monthly. Removes sediment and debris from streets that would otherwise contribute potential nutrient loadings to Lake Apopka. | Street Sweeping | Ongoing | 2000 | N/A | 476 | 557 | Lake Apopka Basin | N/A | N/A | 121000 | City of Apopka | N/A | N/A | Not provided | 28.678337 | -81.548375
337 | OKLA | City of Umatilla | N/A | UMATILLA01 | Green Space Ordinance | Umatilla Land Development Regulations, Chapter 6, Zoning District Regulations require that new development in Umatilla must set aside 25 percent of area as a green space. | Regulations, Ordinances, and Guidelines | Completed | Not provided | Prior to 2007 | N/A | N/A | Trout Lake Basin | N/A | Not provided | Not provided | City of Umatilla | Not provided | N/A | Not provided | TBD | TBD
338 | OKLA | City of Leesburg | LCWA | HAR19 | Heritage Estates Stormwater Improvement | Former CSX-vacated railway. Dry retention swale system, treatment train approach with Type 2 baffle box at main inflow to swales. | BMP Treatment Train | Completed | 2017 | 2018 | 75 | 12 | Lake Harris Basin | 46.4 | 351000 | Not provided | City of Leesburg/ DEP/ SJRWMD/ LCWA | COL-$216,513/ LCWA-$-$78,250/ DEP- $250,000/ SJRWMD- $93,900 | Not provided | Not provided | 28.8097748824628 | -81.8626156871636
339 | OKLA | City of Umatilla | DEP/ Lake County/ LCWA | YALE04-TROUT | Trout Lake Priority for Reuse | Trout Lake priority for reuse. Yale04 project reduced loading in both Trout Lake and Lake Yale. | Stormwater Reuse | Canceled | N/A | N/A | N/A | N/A | Trout Lake Basin | N/A | 2905000 | N/A | N/A | N/A | N/A | Not provided | N/A | N/A
340 | OKLA | City of Umatilla | N/A | UMATILLA03-TROUT | Street Sweeping | Monthly sweeping of city-maintained streets to remove dirt, vegetation, and debris. | Street Sweeping | Ongoing | Not provided | N/A | N/A | 86.9 | Trout Lake Basin | N/A | N/A | 9600 | City of Umatilla | Not provided | N/A | Not provided | TBD | TBD
341 | OKLA | City of Umatilla | N/A | UMATILLA02 | Stormwater Development Ordinance | Umatilla Code of Ordinances, Subdivision Regulation (k) Storm Drainage 19-53. All new development in Umatilla is required to retain stormwater runoff on site. | Regulations, Ordinances, and Guidelines | Completed | Not provided | Prior to 2007 | N/A | N/A | Trout Lake Basin | N/A | Not provided | Not provided | City of Umatilla | Not provided | N/A | Not provided | TBD | TBD
342 | OKLA | City of Umatilla | N/A | UMATILLA03-YALE | Street Sweeping | Monthly sweeping of city-maintained streets to remove dirt, vegetation, and debris. | Street Sweeping | Ongoing | Not provided | N/A | N/A | 6.22 | Lake Yale Basin | N/A | N/A | 9600 | City of Umatilla | Not provided | N/A | Not provided | TBD | TBD
343 | OKLA | City of Mount Dora | Lake County Public Works | DORA16 | Lake Gertrude Outfall Improvements | Proposed improvements to Lake Gertrude outfall. Lake Gertrude is a tributary discharge to Lake Dora. Lake County and Mount Dora have interlocal agreement to authorize project. | Control Structure | Canceled | N/A | N/A | N/A | N/A | Lake Dora Basin | N/A | 635000 | N/A | N/A | N/A | N/A | Not provided | 28.8177562817172 | -81.650287273214
344 | OKLA | City of Leesburg | Not provided | HAR26 | Palm Harbour Court | Redirecting flow and adding storage capacity of ditch system. | Stormwater System Rehabilitation | Completed | Not provided | 2017 | N/A | N/A | Lake Harris Basin | N/A | Not provided | Not provided | Not provided | Not provided | Not provided | Not provided | 28.8020438902674 | -81.8834168184033
345 | OKLA | City of Leesburg | Not provided | HAR25 | PoBoys | Removing open ditch and enclosing pipes located at Highway 27 and South St. Project has entered the solicitation phase and is out for bids. | Stormwater System Rehabilitation | Underway | Not provided | Not provided | N/A | N/A | Lake Harris Basin | N/A | 425000 | 1500 | City of Leesburg | $425,000 | N/A | Not provided | 28.8031506274024 | -81.8889248836256
346 | OKLA | City of Leesburg | Not provided | HAR20 | Pine St. Stormwater Pond | 0.89 acre dry detention pond. Project has been incorporated into the Aquatic Complex project. Project has a preliminary design, site approval and construction plan. | Dry Detention Pond | Underway | Not provided | Not provided | N/A | 14.5 | Lake Harris Basin | 13.5 | 343000 | Not provided | City of Leesburg Stormwater Utility Fee/ Grants/ Cost-Share | Not provided | Not provided | Not provided | 28.80939 | -81.87203
347 | OKLA | City of Leesburg | N/A | LEESBURG02-HAR | Education and Outreach Activities | Public service announcements on Lakefront TV, pamphlets, website, illicit connection reporting. City adopted ordinances for, landscaping, fertilizer application, and pet waste management. Student and adult education programs. | Education Efforts | Ongoing | Not provided | N/A | N/A | 68 | Lake Harris Basin | N/A | Not provided | 1875 | Leesburg Stormwater Utility Fee | Not provided | N/A | Not provided | 28.7710419362052 | -81.8117204054987
348 | OKLA | City of Umatilla | DEP/ Lake County/ LCWA | YALE04-YALE | Lake Yale Priority for Reuse | Lake Yale priority for reuse. Yale04 project reduced loading in both Trout Lake and Lake Yale. | Stormwater Reuse | Canceled | 2013 | N/A | N/A | N/A | Lake Yale Basin | N/A | 2905000 | Not provided | City of Umatilla/ DEP 319 Grant/ LCWA Grant/ Lake County | LCWA – $36,575 | Not provided | Not provided | TBD | TBD
349 | OKLA | City of Tavares | N/A | Tavares02-DORA | Baffle Boxes | Baffle boxes have been placed in many of the direct stormwater discharges into these lakes. | Baffle Boxes- Second Generation | Completed | Not provided | Prior to 2007 | N/A | 252 | Lake Dora Basin | Not provided | Not provided | Not provided | City of Tavares | Not provided | N/A | Not provided | TBD | TBD
350 | OKLA | City of Leesburg | N/A | LEESBURG02-PAL | Education and Outreach Activities | Public service announcements on Lakefront TV, pamphlets, website, illicit connection reporting. City adopted ordinances for, landscaping, fertilizer application, and pet waste management. Student and adult education programs. | Education Efforts | Ongoing | Not provided | N/A | N/A | 5.3 | Palatlakaha River Basin | N/A | Not provided | 1875 | Leesburg Stormwater Utility Fee | Not provided | N/A | Not provided | TBD | TBD
351 | OKLA | City of Minneola | N/A | PAL18 | Disston Ave. and Bike Trail | Installation of piping, catch basins, sidewalk replacement, driveway repair, relocated existing water lines needed for existing stormwater pond in Forrest Subdivision. | Stormwater System Rehabilitation | Completed | Not provided | Prior to 2007 | N/A | Not provided | Palatlakaha River Basin | Not provided | 80132.5 | Not provided | City of Minneola Stormwater Fund | $80,133 | N/A | Not provided | 28.5731239043801 | -81.7507990090111
408 | ORCR | GRU | N/A | BACTERIA14 | Water/Wastewater Engineering Dept. Annual O&M Services | GRU wastewater collection system service area (115 square miles) including urban creek watersheds. Water/wastewater Engineering Dept. executes a five-year scheduling system for initiating and administrating wastewater capital projects. | Sanitary Sewer and Wastewater Treatment Facility (WWTF) Maintenance | Ongoing | Not provided | N/A | Not provided | Not provided | Orange Creek Basin | N/A | N/A | 696635.8125 | GRU Ratepayers | $693,455 | N/A | Not provided | Not provided | Not provided
409 | ORCR | GRU | N/A | BACTERIA15 | GRU Wastewater Collection System Annual Service Lateral Rehabilitation and Replacement | GRU wastewater collection system service area (115 square miles) including urban creek watersheds. Rehabilitation and replacement of City of Gainesville's wastewater collection system, specifically service laterals and cleanouts. | Sanitary Sewer and Wastewater Treatment Facility (WWTF) Maintenance | Ongoing | 2002 | N/A | Not provided | Not provided | Orange Creek Basin | N/A | N/A | 445021.4118 | GRU Ratepayers | $442,730 | N/A | Not provided | 29.661208 | -82.374113
410 | ORCR | GRU | N/A | TUM22 | Tumblin Creek Pedestal Removal | Tumblin Creek. Removal of abandoned wastewater collection pipe pedestal in Tumblin Creek to reduce bank and bed scour. Benefits: Removal of structure helps to control scouring of bank and bed. Reduces suspended solids in water column. | Sanitary Sewer and Wastewater Treatment Facility (WWTF) Maintenance | Completed | 2005 | 2005 | Not provided | Not provided | Sweetwater Branch/ Paynes Prairie/ Alachua Sink Basin | N/A | 80000 | N/A | GRU Ratepayers | Not provided | N/A | Not provided | TBD | TBD
411 | ORCR | GRU | N/A | URBAN12 | Sanitary Sewer System Geodatabase | Gainesville & environs (GRU Service Area). Maintain a comprehensive geodatabase for all Gainesville Regional Utilities sanitary sewer system data. | Study | Completed | Not provided | Prior to 2008 | N/A | N/A | Orange Creek Basin | N/A | Not provided | N/A | GRU Water and Wastewater Engineering O&M Budget | Not provided | N/A | Not provided | TBD | TBD
412 | ORCR | Marion County | Marion County Planning Department/ Marion County Extension Service/ Marion County Soil and Water Conservation District/ SWFWMD | MARION01 | Clean Farms Initiative | Marion County Orange Creek Basin. The Clean Farms Initiative was originally passed under Resolution 04-R-384 and has evolved using a Farm Outreach Coordinator to educate farms regarding BMPs. The number of farm visits are tracked yearly. | Agricultural BMPs | Ongoing | 2005 | N/A | N/A | N/A | Orange Lake Basin | N/A | 55000 | N/A | Marion County Stormwater Assessment/ General Revenue/ SWFWMD Grant | Not provided | N/A | Not provided | 29.4562072289125 | -82.1755543388831
413 | ORCR | Marion County | N/A | MARION02 | Marion County Aquifer Vulnerability Assessment (MCAVA) | Marion County Orange Creek Basin. The MCAVA project provides a scientifically defensible water-resource management and protection tool that uses a map to show relative aquifer vulnerability for use in guiding growth. | Study | Completed | 2007 | 2007 | N/A | N/A | Orange Lake Basin | N/A | 82850 | N/A | Marion County Stormwater Assessment | Not provided | N/A | Not provided | 29.4564856519739 | -82.1794825060156
414 | ORCR | Marion County | N/A | MARION03 | Street Sweeping of Marion County Roads | Sweep Marion County–maintained roads in Orange Creek Basin. Swept 9 times/yr, about 0.381 miles in Basin. 2019 load yield is roughly 1.6 tons. 2019 Upper Ocklawaha BMAP pro-rata share costs for street sweeping was approximately $154.62. | Street Sweeping | Ongoing | Not provided | N/A | 2 | 1 | Orange Lake Basin | N/A | N/A | 573.75 | Marion County Stormwater Program | Not provided | N/A | Not provided | TBD | TBD
537 | ORCR | FDOT District 2 | N/A | FDOT02-ORANGE | Education Outreach | Orange Lake state roads and rights-of-way. Education outreach. | Education Efforts | Ongoing | Not provided | N/A | N/A | 1 | Orange Lake Basin | N/A | N/A | Not provided | Florida Legislature | N/A | N/A | Not provided | 29.4610989164509 | -82.1777241958485
538 | ORCR | FDOT District 2 | N/A | HOG18 | Sediment Removal | NW 34th St. and University Ave. Removal of excessive sediment at bridges. Construction of 4 sediment sump compartments per management plan. Reduces sediment being deposited in Sugarfoot Prairie. | Muck Removal/Restoration Dredging | Completed | 2002 | 2005 | Not provided | Not provided | Hogtown Creek Basin | N/A | 2374166 | 108000 | Florida Legislature | Not provided | N/A | Not provided | 29.6528868821733 | -82.3724087122833
539 | ORCR | FDOT District 2 | N/A | HOG20 | 39th Ave Basin Rehabilitation | NW 39th Ave from I-75 to airport. Dry retention pond modified to function as wet detention pond. Design modification needed to address high water table. Reduces sediment load and nutrient loads. | Wet Detention Pond | Completed | 2003 | 2004 | 513.9 | 139.72 | Hogtown Creek Basin | Not provided | 1432976 | Not provided | Florida Legislature | Not provided | N/A | Not provided | TBD | TBD
540 | ORCR | City of Gainesville | UF/ Florida Stormwater Association (FSA) | URBAN07 | Assessment Tool for MS4 Pollutant Load Reduction | UF study to determine load reductions for MS4 operations. Load reductions will be determined for baffle boxes and street sweeping. | Study | Completed | 2016 | 2007 | N/A | N/A | Orange Creek Basin | N/A | 13000 | N/A | FSA | Not provided | N/A | N/A | 29.6658656039816 | -82.3391339827337
541 | ORCR | FDOT District 2 | N/A | LOCH04 | Widening of SR 20 from 2 Lane to 4 Lane | Eastern urban area of Gainesville and Alachua County. Widening of SR 20 from 2 lane to 4 lane road with treatment. Three wet detention ponds installed to treat stormwater runoff along with more than 100 ditch blocks to capture runoff. | Wet Detention Pond | Completed | 1998 | 2006 | 1450 | 136 | Lochloosa Lake Basin | 355 | 10763788 | Not provided | Florida Legislature | Not provided | N/A | Not provided | 29.6001075961235 | -82.1399997114222
542 | ORCR | City of Gainesville | FDOT | TUM23 | Tumblin Creek Sediment and Trash Trap | Tumblin Creek watershed. Stormwater sediment and trash trap. Water quality improvement project by removal of debris, sediment and potential pollutants. | Catch Basin Inserts/Inlet Filter Cleanout | Ongoing | 2017 | N/A | N/A | N/A | Sweetwater Branch/ Paynes Prairie/ Alachua Sink Basin | 1034 | 1440785 | N/A | City of Gainesville Stormwater Management Utility Fee/ FDOT | City of Gainesville Stormwater Management Utility Fee – $1,250,000/ FDOT – $190,785 | N/A | N/A | 29.6324397865217 | -82.3440166095791
543 | ORCR | FDOT District 2 | N/A | URBAN04-HOG | State Roads Street Sweeping | Urban Area Hogtown Creek Basin. Street sweeping of state roads in urbanized areas that have curb and gutter. Includes US 441, SR 26, SR 20, SR 24, SR 128, SR 222, and SR 121. | Street Sweeping | Ongoing | Not provided | N/A | 221.635 | 141.6 | Hogtown Creek Basin | N/A | N/A | Not provided | Florida Legislature | Not provided | N/A | Not provided | 29.688564 | -82.326224
544 | ORCR | FDOT District 2 | N/A | URBAN04-NEW | State Roads Street Sweeping | Urban Area Newnans Lake Basin. Street sweeping of state roads in urbanized areas that have curb and gutter. Includes US 441, SR 26, SR 20, SR 24, SR 128, SR 222, and SR 121. | Street Sweeping | Ongoing | Not provided | N/A | 123.5777 | 79 | Newnans Lake Basin | N/A | N/A | Not provided | Florida Legislature | Not provided | N/A | Not provided | 29.68515 | -82.223525
1390 | LSJT | City of Jacksonville | N/A | COJ-050 | Jersey St Drainage | Pipe roadside ditch. | FIB- Stormwater | Completed | Not provided | 2011 | N/A | N/A | Big Fishweir Creek | Not provided | 75000 | N/A | COJ | Not provided | Not provided | Not provided | 30.3013411899 | -81.7259016105
1391 | LSJT | City of Jacksonville | N/A | COJ-051 | Fairfax Manor Creek | Regrade ditch. | FIB- Stormwater | Completed | Not provided | 2011 | N/A | N/A | Big Fishweir Creek | N/A | 65000 | N/A | COJ | Not provided | Not provided | Not provided | 30.2888591663 | -81.7131541052
1392 | LSJT | City of Jacksonville | N/A | COJ-052 | Sewer Repairs at The Loop Restaurant | Follow-up and enforcement of sewer repairs at restaurant. | FIB- Sanitary Sewer | Completed | Not provided | Prior to 2009 | N/A | N/A | Big Fishweir Creek | N/A | 1500 | N/A | COJ | Not provided | Not provided | Not provided | 30.2888591663 | -81.7131541052
1427 | LSJT | City of Jacksonville | N/A | COJ-159 | Melba St. and Green St. (Main Stem COJ-042n) | Construct wet detention pond. | FIB- Stormwater | Completed | Not provided | 2011 | N/A | N/A | McCoy Creek | 472.2 | 2701500 | 978 | COJ | COJ - $2,053,834 | Not provided | Not provided | 30.3289802571 | -81.6991135181
1428 | LSJT | City of Jacksonville | N/A | COJ-160 | McCoy Creek | Construct Broward/Smith pond. | FIB- Stormwater | Completed | Not provided | 2011 | N/A | N/A | McCoy Creek | Not provided | 97000 | Not provided | COJ | Not provided | Not provided | Not provided | 30.3289802571 | -81.6991135181
1429 | LSJT | City of Neptune Beach | N/A | NB-010 | Bay St. Lift Station Renovation | Upgrade and rehabilitate existing wet well and station piping. | FIB- Sanitary Sewer | Completed | Not provided | Prior to 2010 | N/A | N/A | Hopkins Creek | N/A | 13000 | N/A | Neptune Beach | Not provided | Not provided | Not provided | 30.31636745 | -81.39847755
1430 | LSJT | City of Neptune Beach | N/A | NB-011 | Florida Lift Station Renovation | Upgrade and rehabilitate existing pumps. | FIB- Sanitary Sewer | Completed | Not provided | Prior to 2010 | N/A | N/A | Hopkins Creek | N/A | 11000 | N/A | Neptune Beach | Not provided | Not provided | Not provided | 30.31447805 | -81.39708817
1285 | LSJT | City of Jacksonville | N/A | COJ-185 | Cypresswood and Silkwood Intersection Improvements | Improve intersection–failing cross drain causing Rd. to wash out. | FIB- Stormwater | Completed | Not provided | Prior to 2010 | N/A | N/A | Deep Bottom Creek | Not provided | 100000 | N/A | COJ | Not provided | Not provided | Not provided | 30.1852139552 | -81.6211573252
1286 | LSJT | City of Jacksonville Beach | N/A | JB-067 | Lift Station No.8 Rehabilitation | Rehab LS No.8 with new wet well, pumps and controls. | FIB- Sanitary Sewer | Underway | Not provided | 2021 | N/A | N/A | Hopkins Creek | N/A | 550000 | N/A | Jacksonville Beach | Not provided | Not provided | Not provided | 30.3050801863682 | -81.4012511927908
1287 | LSJT | City of Jacksonville | N/A | COJ-183 | Pernecia Failure Area– Septic Tank Phase Out (Main Stem COJ-052e) | Phase out septic tanks in failure areas. | FIB- OSTDS | Completed | Not provided | Prior to 2010 | N/A | N/A | Fishing Creek | N/A | Not provided | N/A | COJ | Not provided | Not provided | Not provided | 30.2432516309 | -81.7494932725
1288 | LSJT | City of Jacksonville | N/A | COJ-090 | 3931 Carmichael Avenue | Pipe replacement. | FIB- Stormwater | Completed | Not provided | 2014 | N/A | N/A | Miller Creek | N/A | 24271 | N/A | COJ | Not provided | Not provided | Not provided | 30.3023686849 | -81.6284525957
1289 | LSJT | City of Jacksonville | N/A | COJ-181 | Septic Tank Inspection | CARE initiated inspection. | FIB- Sanitary Sewer | Ongoing | Not provided | N/A | N/A | N/A | Lower Trout River/ Fishing Creek/ Moncrief Creek/ Pottsburg Creek | N/A | 107257 | N/A | COJ | Not provided | Not provided | Not provided | 30.3621752667 | -81.6865615132
1290 | LSJT | City of Jacksonville | N/A | COJ-180 | Redstone Dr. Drainage | Install cross drain and improve ditches | FIB- Stormwater | Completed | Not provided | Prior to 2010 | N/A | N/A | Fishing Creek | Not provided | 150000 | N/A | COJ | Not provided | Not provided | Not provided | 30.2432516309 | -81.7494932725
814 | LSJM | City of Atlantic Beach | SJRWMD | AB-03 | Main WWTP FL0038776 | Atlantic Beach Country Club reclaimed facilities. | WWTF Diversion to Reuse | Completed | 2013 | 2015 | 4566 | N/A | Marine | N/A | 1410528 | N/A | SJRWMD Cost Share | $442,000 | N/A | Not provided | Not provided | Not provided
815 | LSJM | City of Atlantic Beach | Not provided | AB-04 | Atlantic Bch MS4 FLS000012 | Core City Capital Improvement Project: Stormwater, sanitary sewer, and water systems upgrades. | Baffle Boxes- Second Generation with Media | Completed | 2002 | 2004 | 1450 | N/A | Marine | 180 | Not provided | N/A | Not provided | Not provided | N/A | N/A | Not provided | Not provided
1613 | LSJT | Naval Station Mayport | N/A | NSM-001 | Septic Tank Removal at Building 375 | Close septic tank at Building 375 and connect facility to sanitary sewer. | FIB- OSTDS | Completed | Not provided | Prior to 2010 | N/A | N/A | Sherman Creek | N/A | 12000 | N/A | NS Mayport | Not provided | Not provided | Not provided | Incompatible Point | Incompatible Point
1614 | LSJT | Naval Station Mayport | N/A | NSM-019 | Storm Drain Markers | Install storm drain markers on St. and parking lot stormwater inlets. | FIB- Stormwater | Completed | Not provided | 2011 | N/A | N/A | Sherman Creek | N/A | Not provided | N/A | NS Mayport | Not provided | Not provided | Not provided | 30.3807968 | -81.4130873
1615 | LSJT | Naval Station Mayport | N/A | NSM-002 | Repair Housing Sewer Mains | Reline housing area sewer main pipes with CIPP. | FIB- Sanitary Sewer | Completed | Not provided | Prior to 2010 | N/A | N/A | Sherman Creek | N/A | 228100 | N/A | NS Mayport | Not provided | Not provided | Not provided | 30.3807968 | -81.4130873
1247 | LSJT | City of Neptune Beach | N/A | NB-003 | Gravity Sanitary Sewer Collection System Operation and Maintenance | Carry out normal operation and maintenance of gravity sewer collection system in city. | FIB- Sanitary Sewer | Completed | Not provided | Prior to 2010 | N/A | N/A | Hopkins Creek | N/A | N/A | 350000 | Neptune Beach | Not provided | Not provided | Not provided | 30.31453362 | -81.3987726
1248 | LSJT | City of Neptune Beach | N/A | NB-004 | SSO Investigations | Investigate SSOs as needed. | FIB- Sanitary Sewer | Completed | Not provided | Prior to 2010 | N/A | N/A | Hopkins Creek | N/A | N/A | 1000 | Neptune Beach | Not provided | Not provided | Not provided | 30.31453362 | -81.3987726
1249 | LSJT | City of Neptune Beach | N/A | NB-005 | ARV Replacement | Replace broken ARVs. | FIB- Sanitary Sewer | Completed | Not provided | Prior to 2010 | N/A | N/A | Hopkins Creek | N/A | Not provided | N/A | Neptune Beach | Not provided | Not provided | Not provided | 30.31453362 | -81.3987726
1250 | LSJT | City of Atlantic Beach | Property Owners | AB-001 | Septic Tank Inspections and Enforcement | When septic tanks fail, city code requires connection to sewer system, if available. | FIB- OSTDS | Completed | Not provided | Prior to 2010 | N/A | N/A | Hopkins Creek/ Sherman Creek | N/A | Not provided | N/A | Property Owner | Not provided | Not provided | Not provided | Not provided | Not provided
1251 | LSJT | City of Atlantic Beach | HUD | AB-002 | Septic Tank Phaseout | Septic-to-sewer resolution by City Commission requires connection at various dates. Includes Septic Conversion Assistance Policy, passed by Commission May 2000. Provides city financing of conversions and contracting coordination and assistance. | FIB- OSTDS | Completed | Not provided | Prior to 2010 | N/A | N/A | Hopkins Creek/ Sherman Creek | N/A | 39000 | N/A | CDBG/ Homeowners/ City of Atlantic Beach | Not provided | Not provided | Not provided | Not provided | Not provided
1252 | LSJT | City of Atlantic Beach | N/A | AB-003 | Sewer Line Upgrades | Repair sewer and manholes close to Lift Station E, near 799 Mayport Rd. | FIB- Sanitary Sewer | Completed | Not provided | Prior to 2010 | N/A | N/A | Hopkins Creek | N/A | 49170 | N/A | Atlantic Beach | Not provided | Not provided | Not provided | Not provided | Not provided
1253 | LSJT | City of Atlantic Beach | N/A | AB-004 | Sewer Line Upgrades | Replace sewer force main at Mayport Rd. and Forrestal. | FIB- Sanitary Sewer | Completed | Not provided | Prior to 2010 | N/A | N/A | Hopkins Creek | N/A | 10000 | N/A | Atlantic Beach | Not provided | Not provided | Not provided | Not provided | Not provided
1254 | LSJT | City of Atlantic Beach | N/A | AB-005 | Sewer Line Upgrades | Rehabilitate sanitary sewer in entire Royal Palms subdivision using CIPP. | FIB- Sanitary Sewer | Completed | Not provided | Prior to 2010 | N/A | N/A | Hopkins Creek | N/A | 747143 | N/A | Atlantic Beach | Not provided | Not provided | Not provided | Not provided | Not provided
1255 | LSJT | City of Atlantic Beach | N/A | AB-006 | Sewer Line Upgrades | Replace sewer main crossing drainage ditch near Lift Station F behind 720 Aquatic Dr. | FIB- Sanitary Sewer | Completed | Not provided | Prior to 2010 | N/A | N/A | Hopkins Creek | N/A | 10715 | N/A | Atlantic Beach | Not provided | Not provided | Not provided | Not provided | Not provided
1654 | LSJT | City of Neptune Beach | N/A | NB-052 | Gravity Sanitary Sewer Line Rehab Behind Fletcher High School | Lined the 8” gravity sewer main behind Fletcher High School adjacent to a ditch with CIPP. | FIB- Sanitary Sewer | Completed | 2015 | 2015 | N/A | N/A | Hopkins Creek | N/A | 14320 | N/A | Neptune Beach | Not provided | Not provided | Not provided | 30.30994889 | -81.40172035
1655 | LSJT | City of Neptune Beach | N/A | NB-053 | Gravity Sanitary Sewer Line Rehab Behind Fletcher High School | Lined a portion of the 8” gravity main in Bal Harbour subdivision. | FIB- Sanitary Sewer | Completed | 2015 | 2015 | N/A | N/A | Hopkins Creek | N/A | 24920 | N/A | Neptune Beach | Not provided | Not provided | Not provided | 30.31582564 | -81.4026323
1656 | LSJT | FDOH | N/A | FDOH-005 | Septic Tank Failure Area Ranking | Score and prioritize septic tank failure areas annually. | FIB- OSTDS | Completed | Not provided | Prior to 2009 | N/A | N/A | Newcastle Creek/ Hogan Creek/ Butcher Pen Creek/ Miller Creek/ Miramar Creek/ Big Fishweir Creek/ Deer Creek/ Terrapin Creek/ Goodbys Creek/ Open Creek | N/A | N/A | Not provided | FDOH | Not provided | Not provided | Not provided | Not provided | Not provided
1657 | LSJT | City of Neptune Beach | N/A | NB-055 | Storm Sewer Repair on 5th St. Across from Fletcher High School | Replace 30 LF of existing storm sewer that crossed 5th St. discharging into major conveyance ditch. | FIB- Stormwater | Completed | 2015 | 2015 | N/A | N/A | Hopkins Creek | N/A | 1059 | N/A | Neptune Beach | Not provided | Not provided | Not provided | 30.30870774 | -81.40026391
1145 | LSJT | City of Jacksonville | N/A | COJ-260 | Sycamore Lane | Drainage improvement. | FIB- Stormwater | Completed | Not provided | 2013 | N/A | N/A | Middle Trout River | Not provided | 51186 | Not provided | COJ | Not provided | Not provided | Not provided | 30.4118618562 | -81.6806942495
1146 | LSJT | City of Jacksonville | N/A | COJ-261 | 10435 Biscayne Blvd. | Drainage improvement. | FIB- Stormwater | Completed | Not provided | 2013 | N/A | N/A | Lower Trout River | Not provided | 35071 | Not provided | COJ | Not provided | Not provided | Not provided | 30.4118618562 | -81.6806942495
1147 | LSJT | City of Jacksonville | N/A | COJ-262 | 120 Franklin St. | Drainage improvement. | FIB- Stormwater | Completed | Not provided | 2013 | N/A | N/A | Lower Trout River | Not provided | 29225 | Not provided | COJ | Not provided | Not provided | Not provided | 30.4118618562 | -81.6806942495
1148 | LSJT | City of Jacksonville | N/A | COJ-263 | 904 Brandywine | Drainage improvement. | FIB- Stormwater | Completed | Not provided | 2013 | N/A | N/A | Lower Trout River | Not provided | 366 | Not provided | COJ | Not provided | Not provided | Not provided | 30.4118618562 | -81.6806942495
1149 | LSJT | City of Jacksonville | N/A | COJ-264 | Gregory Place | Drainage improvement. | FIB- Stormwater | Completed | Not provided | 2013 | N/A | N/A | Lower Trout River | Not provided | 18361 | Not provided | COJ | Not provided | Not provided | Not provided | 30.4118618562 | -81.6806942495
1150 | LSJT | City of Jacksonville | N/A | COJ-265 | 1025 Oriental Gardens | 1025 Oriental Gardens. | FIB- Stormwater | Underway | Not provided | TBD | N/A | N/A | Craig Creek | N/A | 11457 | Not provided | COJ | Not provided | Not provided | Not provided | 30.2941684228 | -81.6419717476
1151 | LSJT | City of Jacksonville Beach | N/A | JB-063 | 4th St. N. Sewer Improvements | 4th St. N. from 13th to 18th Ave. N. | FIB- Sanitary Sewer | Underway | Not provided | 2021 | N/A | N/A | Hopkins Creek | N/A | 566000 | N/A | Jacksonville Beach | Not provided | Not provided | Not provided | 30.3039991367222 | -81.3962436165924
1152 | LSJT | City of Jacksonville | N/A | COJ-251 | Cahoon (Burma North of Homestead Oaks Dr.) | Culvert improvement. | FIB- Stormwater | Completed | Not provided | 2013 | N/A | N/A | Wills Branch | Not provided | 1303 | Not provided | COJ | Not provided | Not provided | Not provided | Incompatible Point | Incompatible Point
1153 | LSJT | City of Jacksonville | N/A | COJ-223 | RSF with MAPs | RSF with MAPs. | FIB- Stormwater | Planned | Not provided | TBD | N/A | N/A | Williamson Creek | Not provided | 366429 | Not provided | COJ | Not provided | Not provided | Not provided | 30.2702786609 | -81.753510657
1154 | LSJT | City of Jacksonville | N/A | COJ-210 | Private Lift Station Inspection | Inspect private lift stations in BMAP I and II. | FIB- Sanitary Sewer | Ongoing | Not provided | N/A | N/A | N/A | Lower Trout River | N/A | 20466 | N/A | COJ | Not provided | Not provided | Not provided | 30.4118618562 | -81.6806942495
1155 | LSJT | City of Jacksonville | N/A | COJ-211 | Lake Forest Failure Area - Septic Tank Phase Out (Main Stem COJ-052b) | Phase out septic tanks in failure areas. | FIB- OSTDS | Completed | Not provided | Prior to 2010 | N/A | N/A | Moncrief Creek | N/A | Not provided | N/A | COJ | Not provided | Not provided | Not provided | 30.3621752667 | -81.6865615132
1156 | LSJT | City of Jacksonville | N/A | COJ-212 | Riverview Failure Area–Septic Tank Phase Out | Phase out septic tanks in failure areas (also listed as part of larger LSJR Main Stem BMAP project). | FIB- OSTDS | Completed | Not provided | Prior to 2010 | N/A | N/A | Lower Trout River | N/A | Not provided | N/A | COJ | Not provided | Not provided | Not provided | 30.4118618562 | -81.6806942495
1157 | LSJT | City of Jacksonville | N/A | COJ-213 | Harbor Cove/Inwood Terrace | Drainage improvements. | FIB- Stormwater | Completed | Not provided | 2011 | N/A | N/A | Craig Creek | Not provided | 1342 | Not provided | COJ | Not provided | Not provided | Not provided | 30.2941684228 | -81.6419717476
1158 | LSJT | City of Jacksonville | N/A | COJ-214 | Kingswood/Berwick Rd. | Road drainage design. | FIB- Stormwater | Completed | Not provided | 2011 | N/A | N/A | Craig Creek | Not provided | 1102 | Not provided | COJ | Not provided | Not provided | Not provided | 30.2941684228 | -81.6419717476
1159 | LSJT | City of Jacksonville | N/A | COJ-215 | Kingswood/Berwick Rd. | Road drainage construction. | FIB- Stormwater | Completed | Not provided | 2012 | N/A | N/A | Craig Creek | Not provided | 23060 | Not provided | COJ | Not provided | Not provided | Not provided | 30.2941684228 | -81.6419717476
1160 | LSJT | City of Jacksonville | N/A | COJ-216 | Berwick Rd. | Drainage improvements. | FIB- Stormwater | Completed | Not provided | 2013 | N/A | N/A | Craig Creek | Not provided | 25149 | Not provided | COJ | Not provided | Not provided | Not provided | 30.2941684228 | -81.6419717476
733 | LSJM | Smurfit-Stone Container | WestRock CP, LLC | SS-22 | Smurfit-Stone | Reroute sanitary wastes from on-site treatment to JEA. | OSTDS Phase Out | Completed | 2018 | 2018 | 3348.51 | 669.702 | Marine | N/A | 546547 | 21020 | WestRock CP, LLC | $546,547 | N/A | N/A | 30.423305 | -81.596194
1308 | LSJT | City of Jacksonville | N/A | COJ-143 | GIS Coverage Update | Update and verify private lift station GIS coverage. | FIB- Sanitary Sewer | Ongoing | Not provided | N/A | N/A | N/A | Craig Creek/ McCoy Creek/ Williamson Creek/ Fishing Creek/ Deep Bottom Creek/ Moncrief Creek/ Blockhouse Creek/ Hopkins Creek/ Cormorant Creek/ Wills Branch/ Sherman Creek/ Greenfield Creek/ Pottsburg Creek/ Middle Trout River/ Lower Trout River | N/A | Not provided | N/A | COJ | Not provided | Not provided | Not provided | 30.2941684228 | -81.6419717476
1309 | LSJT | City of Jacksonville | N/A | COJ-144 | IDDE | Identify and remove illicit connections if found to be illicit. | FIB- Stormwater | Ongoing | Not provided | N/A | N/A | N/A | Craig Creek/ McCoy Creek/ Williamson Creek/ Fishing Creek/ Deep Bottom Creek/ Moncrief Creek/ Blockhouse Creek/ Hopkins Creek/ Cormorant Creek/ Wills Branch/ Sherman Creek/ Greenfield Creek/ Pottsburg Creek/ Middle Trout River/ Lower Trout River | N/A | 135915 | N/A | COJ | Not provided | Not provided | Not provided | 30.3289802571 | -81.6991135181
1310 | LSJT | City of Neptune Beach | N/A | NB-006 | Light Lane Lift Station Renovation | Upgrade and rehabilitate existing wet well and station piping. | FIB- Sanitary Sewer | Completed | Not provided | Prior to 2010 | N/A | N/A | Hopkins Creek | N/A | 13000 | N/A | Neptune Beach | Not provided | Not provided | Not provided | 30.31033791 | -81.40740663
1311 | LSJT | City of Neptune Beach | N/A | NB-007 | Fletcher Lift Station | Upgrade and rehabilitate existing wet well and station piping. | FIB- Sanitary Sewer | Completed | Not provided | Prior to 2010 | N/A | N/A | Hopkins Creek | N/A | 13000 | N/A | Neptune Beach | Not provided | Not provided | Not provided | 30.31100479 | -81.4017874
1312 | LSJT | City of Neptune Beach | N/A | NB-035 | Pet Waste Management/Ordinance | Sec. 6-30. Defecation disposal. Ordinances requires dog owners to immediately remove defecation material from any properties other than their own and dispose of it properly. Violation of the ordinance requires a civil penalty to be paid to the city. | FIB- Stormwater | Completed | Not provided | Prior to 2010 | N/A | N/A | Hopkins Creek | N/A | N/A | 5000 | Neptune Beach | Not provided | Not provided | Not provided | 30.31453362 | -81.3987726
511 | ORCR | ACEPD | City of Gainesville/ FDOT District 2 | HAT01 | Expanded Coliform and Iron Monitoring | Targeted fecal indicator bacteria monitoring in the Hatchet Creek watershed to better define spatial distribution of fecal indicator bacteria. | Monitoring/Data Collection | Completed | 2003 | 2006 | N/A | N/A | Newnans Lake Basin | N/A | 5000 | N/A | Gainesville Clean Water Partnership/ Alachua County/ City of Gainesville/ FDOT District 2 | Not provided | N/A | Not provided | 29.735 | -82.274
512 | ORCR | ACPCL | Alachua County | LOCH05 | Silver Springs/McLeod | Cross Creek. Land acquisition - Silver Springs/McLeod property in Cross Creek area (working on a conservation easement with owner). | Land Acquisition | Canceled | Not provided | N/A | N/A | N/A | Lochloosa Lake Basin | N/A | Not provided | N/A | Alachua County Forever Bond Proceeds | Not provided | N/A | Not provided | TBD | TBD
655 | LSJM | Putnam County Non-MS4 | Not provided | PUT-03 | Putnam Non-MS4 | Septic tank phase out. East Putnam Regional Wastewater System. | OSTDS Phase Out | Completed | Not provided | 2015 | 2413 | 656 | Freshwater | 100 | 15000000 | 190000 | USDA Rural Development/ SRF | Not provided | N/A | N/A | 29.632627 | -81.561874
656 | LSJM | COJ/ FDOT MS4 | Not provided | COJ-044 | COJ MS4 FLS000012 | Arlington River. | Stormwater System Upgrade | Planned | N/A | 2023 | 5500 | N/A | Marine | 3352 | N/A | N/A | N/A | N/A | N/A | Not provided | 30.2940761098 | -81.7978539401
657 | LSJM | Putnam County Non-MS4 | Not provided | PUT-02 | Putnam Non-MS4 | Phase Out Hiawatha WWTF. | Decommission/ Abandonment | Completed | Not provided | 2016 | 330 | 109.6 | Freshwater | 5 | 1800000 | 6500 | Not provided | Not provided | N/A | N/A | 29.642476 | -81.614384
658 | LSJM | COJ/ FDOT MS4 | SJRWMD | COJ-043f | COJ MS4 FLS000012 | Noroad/Lambing drainage (Ortega). | Wet Detention Pond | Completed | Not provided | 2017 | 33 | 12 | Marine | 20 | 1122660 | Not provided | SJRWMD | SJRWMD - $374,220 | 28729 | Not provided | 30.2551070612 | -81.7960362055
659 | LSJM | COJ/ FDOT MS4 | SJRWMD | COJ-043e | COJ MS4 FLS000012 | Crystal Springs area drainage (Ortega River). | Wet Detention Pond | Completed | Not provided | 2017 | 188 | 101 | Marine | 228 | 3859944 | Not provided | State and Tribal Assistance Grants (STAG)/ SJRWMD | STAG - $944,300/ SJRWMD - $986,040 | 28469 | Not provided | 30.2577006787 | -81.7097036214
660 | LSJM | COJ/ FDOT MS4 | Not provided | COJ-043d | COJ MS4 FLS000012 | Country Creek area drainage Improvements (Ortega River Basin). | Stormwater System Upgrade | Completed | Not provided | 2015 | 0 | N/A | Marine | Not provided | Not provided | Not provided | COJ | $872,773 | N/A | Not provided | 30.3242591004 | -81.5963537919
661 | LSJM | COJ/ FDOT MS4 | Not provided | COJ-043c | COJ MS4 FLS000012 | Pinedale Area (Ortega River Basin). | Wet Detention Pond | Canceled | Not provided | N/A | TBD | N/A | Marine | Not provided | Not provided | Not provided | Not provided | Not provided | N/A | Not provided | 30.264166806 | -81.7047734093
662 | LSJM | COJ/ FDOT MS4 | Not provided | COJ-043b | COJ MS4 FLS000012 | Venetia Terrace Drainage (Ortega River Basin) - Changed from Wet Detention to Flood Control Only #40-031-112908-1. | Stormwater System Upgrade | Canceled | Not provided | 2011 | N/A | N/A | Marine | Not provided | Not provided | Not provided | Not provided | Not provided | N/A | Not provided | 30.4118618562 | -81.6806942495
663 | LSJM | COJ/ FDOT MS4 | Not provided | COJ-043a | COJ MS4 FLS000012 | Hugh Edwards Road Drainage (Ortega River Basin) - Changed from Wet Detention 2010 to Erosion Control Only 2011 #40-031-96682-2. | Stormwater System Upgrade | Canceled | Not provided | 2011 | N/A | N/A | Marine | Not provided | Not provided | Not provided | Not provided | Not provided | N/A | Not provided | 30.3098124604 | -81.671008589
871 | LSJM | COJ/ FDOT MS4 | Not provided | COJ-011 | COJ MS4 FLS000012 | Emerson St. from Emerson St. Expwy to Spring Glenn Rd. – Detention pond facility. | Wet Detention Pond | Completed | Not provided | Prior to 2008 | 44 | N/A | Marine | 17 | Not provided | 2223 | Not provided | Not provided | N/A | Not provided | 30.2922161543 | -81.6133835329
872 | LSJM | COJ/ FDOT MS4 | Not provided | COJ-012 | COJ MS4 FLS000012 | Bowden Rd. from US 1 to Salisbury Rd. – Detention pond facilities. | Wet Detention Pond | Completed | Not provided | Prior to 2008 | 286 | N/A | Marine | 98 | Not provided | 14330 | Not provided | Not provided | N/A | Not provided | 30.2649450138 | -81.6046558951
873 | LSJM | COJ/ FDOT MS4 | Not provided | COJ-013 | COJ MS4 FLS000012 | Parental Home Rd. Phase I (Bowden Rd. from Salisbury Rd. to Dean Rd.) – Detention pond facility. | Wet Detention Pond | Completed | Not provided | Prior to 2008 | 44 | N/A | Marine | 28 | Not provided | 1869 | Not provided | Not provided | N/A | Not provided | 30.2727685591 | -81.5907841347
874 | LSJM | COJ/ FDOT MS4 | Not provided | COJ-014 | COJ MS4 FLS000012 | Parental Home Rd. Phase II (Beach Blvd. to Ibach Rd.) - Detention pond facility. | Wet Detention Pond | Completed | Not provided | Prior to 2008 | 22 | N/A | Marine | 82 | Not provided | 1601 | Not provided | Not provided | N/A | Not provided | 30.2861368244 | -81.5787476873
875 | LSJM | COJ/ FDOT MS4 | Not provided | COJ-015 | COJ MS4 FLS000012 | Lorretto Rd. from S.R. 13 to Old St. Augustine Rd. – Detention pond facilities. | Wet Detention Pond | Completed | Not provided | Prior to 2008 | 110 | N/A | Marine | 55 | Not provided | 3492 | Not provided | Not provided | N/A | Not provided | 30.1590931915 | -81.6141355001
876 | LSJM | COJ/ FDOT MS4 | Not provided | COJ-016 | COJ MS4 FLS000012 | Belford Rd. - Pottsburg Creek to Touchton Rd. - Detention pond facilities. | Wet Detention Pond | Completed | Not provided | Prior to 2008 | 22 | N/A | Marine | 20 | Not provided | 1888 | Not provided | Not provided | N/A | Not provided | 30.2641654575 | -81.5743673385
618 | LSJM | City of Green Cove Springs | Not provided | GCS-02 | GCS – Harbor Rd. FL0020915, South FL0030210 | Convert to Modified Ludzack Ettinger (MLE) and alum feed. | WWTF Upgrade | Canceled | Not provided | 2011 | N/A | 1025.2 | Freshwater | N/A | Not provided | Not provided | Not provided | Not provided | N/A | Not provided | N/A | N/A
619 | LSJM | City of Green Cove Springs | Not provided | GCS-01 | GCS – Harbor Rd. FL0020915, South FL0030210 | Reuse to golf course. | Stormwater Reuse | Canceled | 2020 | 2011 | N/A | 6034.6 | Freshwater | N/A | Not provided | Not provided | Not provided | Not provided | N/A | N/A | N/A | N/A
620 | LSJM | COJ/ FDOT MS4 | N/A | COJ-146 | COJ MS4 FLS000012 | FDOT Prichard / I-295 improvement. | Wet Detention Pond | Completed | Not provided | 2017 | 54 | N/A | Marine | 67.3 | N/A | N/A | FDOT/ State Legislature | N/A | N/A | Not provided | 30.2694788432 | -81.7683644278
621 | LSJM | COJ/ FDOT MS4 | N/A | COJ-145 | COJ MS4 FLS000012 | FDOT I-10 improvement at US 90 and SR 23. | Wet Detention Pond | Completed | Not provided | 2017 | 141 | N/A | Marine | 177 | 46680000 | Not available | FDOT/ State Legislature | $46,680,000 | N/A | Not provided | 30.1346153783 | -81.5101726898
622 | LSJM | COJ/ FDOT MS4 | N/A | COJ-144 | COJ MS4 FLS000012 | FDOT SR 15 add Lanes San Mateo. | Wet Detention Pond | Completed | Not provided | 2017 | 115 | 60 | Marine | 85.5 | 16500000 | Not available | FDOT/ State Legislature | $16,500,000 | N/A | Not provided | 30.3285681731 | -81.7903341528
623 | LSJM | COJ/ FDOT MS4 | N/A | COJ-143 | COJ MS4 FLS000012 | FDOT SR 9B from CR 2209 to C/L at I-95. | Wet Detention Pond | Completed | Not provided | 2018 | 150 | N/A | Marine | 188.7 | 78980000 | Not available | FDOT/ State Legislature | $78,980,000 | N/A | Not provided | 30.106783 | -81.514709
624 | LSJM | COJ/ FDOT MS4 | N/A | COJ-142 | COJ MS4 FLS000012 | FDOT SR 9B. | Wet Detention Pond | Completed | Not provided | 2017 | 215 | N/A | Marine | 269.99 | N/A | N/A | FDOT/ State Legislature | N/A | N/A | Not provided | 30.3170351839 | -81.7307973695
625 | LSJM | COJ/ FDOT MS4 | N/A | COJ-141 | COJ MS4 FLS000012 | FDOT Baldwin Bypass. | Wet Detention Pond | Underway | Not provided | 2020 | 200 | N/A | Marine | 251.3 | 60320000 | Not available | FDOT/ State Legislature | $60,320,000 | N/A | Not provided | Incompatible Point | Incompatible Point
793 | LSJM | Town of Orange Park MS4 | Seminole Electric | OP-04 | Orange Park MS4 | Atmospheric deposition load reduction – Seminole Electric SCR upgrade. | Industrial Facility Upgrades | Completed | 2006 | 2010 | 227 | N/A | Marine | N/A | 176000000 | N/A | N/A | N/A | N/A | N/A | 29.732888 | -81.632458
802 | LSJM | JEA Aggregate | JEA/ DEP/ SJRWMD/ EPA | JEA-17 | JEA Facilities | Reuse expansion (approximately 10 mgd) at Arlington East, Mandarin, and District II. | WWTF Diversion to Reuse | Completed | 2000 | 2013 | 129998 | N/A | Marine | N/A | 100000000 | N/A | JEA/ State/ EPA | DEP - $1,004,000/ SJRWMD - $5,446,000/ EPA - $439,000/ JEA - $93,111,000 | N/A | Not provided | 30.402 | -81.629
1204 | LSJT | City of Jacksonville | N/A | COJ-122 | Stormwater Action Team Proactive Maintenance Program | roadside and outfall ditch regrade, vegetation removal, illegal dumping Cleanup, and illicit discharge source removal. | FIB- Stormwater | Ongoing | Not provided | N/A | N/A | N/A | Butcher Pen Creek/ Miramar Creek/ Goodbys Creek | N/A | 37210 | N/A | COJ | Not provided | Not provided | Not provided | 30.235694662 | -81.6038784697
1205 | LSJT | City of Jacksonville | N/A | COJ-123 | Participate in TAT Calls and Efforts | Continue participation in TAT coordination calls and other TAT efforts. | FIB- Source Identification Activities | Ongoing | Not provided | N/A | N/A | N/A | BMAP I Basinwide | N/A | N/A | Not provided | COJ | Not provided | Not provided | Not provided | 30.3615976653 | -81.5820721716
1710 | LSJT | City of Jacksonville Beach | N/A | JB-008 | SSO Investigations | Investigate 2 occurrences at 300 Palm Tree Rd. | FIB- Sanitary Sewer | Completed | Not provided | Prior to 2010 | N/A | N/A | Hopkins Creek | N/A | 5000 | N/A | Jacksonville Beach | Not provided | Not provided | Not provided | 30.2906395957218 | -81.4043631232735
457 | ORCR | City of Gainesville | EPA | SWT35 | SE 19th Street, Rosewood Trash Trap Land Acquisition | Upper Sweetwater Branch Watershed. Land acquisition for future stormwater treatment. Future site of water quality improvement project. | Land Acquisition | Completed | 2004 | 2004 | N/A | N/A | Sweetwater Branch/ Paynes Prairie/ Alachua Sink Basin | N/A | 4135 | N/A | EPA | Not provided | N/A | N/A | 29.6440357752761 | -82.3142464848905
458 | ORCR | City of Gainesville | DEP | SWT36 | Southeast (SE) 9th Street, Rosewood Trash Trap | Upper Sweetwater Branch watershed. Stormwater Treatment facility. Water quality improvement project. | Catch Basin Inserts/Inlet Filter Cleanout | Ongoing | 2008 | N/A | N/A | N/A | Sweetwater Branch/ Paynes Prairie/ Alachua Sink Basin | 364 | 350000 | N/A | City of Gainesville/ DEP | Not provided | Not provided | N/A | 29.6440357752761 | -82.3142464848905
459 | ORCR | ACEPD | Wildlife Foundation of Florida/ Gainesville Clean Water Partnership | ALACHUA17 | Aquifer Model | Mobile model used for outreach to children and adults designed and created to teach the public about the connection between how what we do on the land surface and how we use water affects our springs, rivers, and aquifer. | Education Efforts | Ongoing | 2014 | N/A | N/A | N/A | Orange Creek Basin | N/A | 6000 | Not provided | Alachua County/ Fish and Wildlife Foundation Florida Springs Protection License Plate Grant | Not provided | N/A | Not provided | 29.605 | -82.301
481 | ORCR | ACEPD | City of Gainesville/ FDOT District 2 | SWT30 | In-stream Bioassessments in the Hogtown Creek, Sweetwater Branch, Tumblin Creek, Little Hatchet Creek, Hatchet Creek, and Lake Forest Creek Watersheds | In-stream bioassessments of urban creeks for comparison with historical BioRecon data to determine the current status of in-stream biological health. | Monitoring/Data Collection | Completed | 2008 | 2010 | N/A | N/A | Orange Creek Basin | N/A | 68375 | N/A | FDOT District 2/ Alachua County | FDOT District 2 – $47,675/ Alachua County – $20,700 | N/A | Not provided | 29.6476224502667 | -82.3134768574687
482 | ORCR | ACPWD | N/A | URBAN08-HOG | Alachua County Roads Street Sweeping | Urban Area Hogtown Creek Basin. Sweeping of Alachua County-maintained roads within urbanized area. Benchmark frequency for sweeping of roads with curb and gutter is recurring 90-day cycle. | Street Sweeping | Ongoing | Not provided | N/A | 3.6 | 37.6 | Hogtown Creek Basin | N/A | N/A | Not provided | Alachua County | Not provided | N/A | Not provided | 29.670 | -82.346
483 | ORCR | ACPWD | N/A | URBAN08-NEW | Alachua County Roads Street Sweeping | Urban Area Newnans Lake Basin. Sweeping of Alachua County-maintained roads within urbanized area. Benchmark frequency for sweeping of roads with curb and gutter is recurring 90-day cycle. | Street Sweeping | Ongoing | Not provided | N/A | 6 | 63 | Newnans Lake Basin | N/A | N/A | Not provided | Alachua County | Not provided | N/A | Not provided | 29.644 | -82.319
484 | ORCR | ACPWD | N/A | URBAN08-SWT | Alachua County Roads Street Sweeping | Urban Area Sweetwater Branch Basin. Sweeping of Alachua County-maintained roads within urbanized area. Benchmark frequency for sweeping of roads with curb and gutter is recurring 90-day cycle. | Street Sweeping | Ongoing | Not provided | N/A | 2.4 | 25.4 | Sweetwater Branch/ Paynes Prairie/ Alachua Sink Basin | N/A | N/A | Not provided | Alachua County | Not provided | N/A | Not provided | 29.621333 | -82.328876
485 | ORCR | ACEPD | N/A | NEW33 | Little Hatchet Creek | Field survey and sampling of stream bank soils along Little Hatchet Creek near the Gainesville Regional Airport to evaluate soil/sediment phosphorus. | Monitoring/Data Collection | Canceled | 2015 | 2015 | N/A | N/A | Newnans Lake Basin | N/A | 7387 | N/A | Alachua County | Not provided | N/A | Not provided | 29.644 | -82.222
486 | ORCR | ACPCL | N/A | NEW34 | Floyd Acquisition | Newnans Lake. Alachua County. Land acquisition- Floyd parcel 1.41 acres. To be managed as part of Newnans Lake Cypress Preserve. | Land Acquisition | Completed | 2014 | 2015 | N/A | N/A | Newnans Lake Basin | 1.4 | 50501 | N/A | Wild Spaces Public Place Surtax | Not provided | N/A | Not provided | 29.6205162432442 | -82.255407604844
487 | ORCR | ACEPD | N/A | NEW39 | Newnans Lake Shoreline Sediments Nutrient Sampling | Newnans Lake. Conduct shoreline sampling of sediments to evaluate nutrient hotspots and chemical make up of surface sediments in an effort to better understand the sediment surface interactions along the Newnans Lake shoreline. | Monitoring/Data Collection | Completed | 2020 | 2020 | N/A | N/A | Newnans Lake Basin | N/A | 5544 | N/A | Not provided | Not provided | N/A | Not provided | 29.6446627024341 | -82.2198067765831
488 | ORCR | ACHD | N/A | HOG15 | Evaluation of Residential Septic Tanks Systems Adjacent to Hogtown and Possum Creeks, Tumblin Creek, and Sweetwater Branch | Alachua County. Includes identifying parcels with septic systems, conducting soil borings to check water table, and fecal coliform analyses. Staffed with full-time temporary OPS position (one year). | Study | Completed | 2004 | 2005 | N/A | N/A | Hogtown Creek Basin | N/A | 20000 | N/A | FDOH | Not provided | N/A | Not provided | 29.670 | -82.346
423 | ORCR | ACEPD | City of Gainesville/ FDOT District 2 | ALACHUA10 | Neighborhood Stormwater Fertilizer Study | Monitor and assess stormwater water quality in selected neighborhoods and evaluate impacts to water quality in the Gainesville urban creeks. | Study | Completed | Not provided | 2015 | N/A | N/A | Orange Creek Basin | N/A | 24600 | N/A | Gainesville Clean Water Partnership/ Alachua County/ City of Gainesville/ FDOT District 2 | Not provided | N/A | Not provided | 29.605 | -82.301
424 | ORCR | ACEPD | City of Gainesville/ FDOT District 2/ SJRWMD | ALACHUA09 | Landscaping Behavior Change Social Marketing | Implement social marketing campaign designed to get citizens to make landscaping behavior changes that reduce nutrients in stormwater. Reduces nutrients sources in all watersheds. | Education Efforts | Completed | Not provided | 2019 | Not provided | Not provided | Orange Creek Basin | N/A | 600000 | N/A | Gainesville Clean Water Partnership/ Alachua County/ City of Gainesville/ FDOT District 2/ SJRWMD | Not provided | N/A | Not provided | 29.605 | -82.301
425 | ORCR | ACEPD | City of Gainesville/ FDOT District 3 | ALACHUA08 | Water Quality Protection and Public Education and Outreach | Public education to promote stormwater nutrient reduction to protect groundwater and surface water resources and prevent non-point source pollution. | Education Efforts | Completed | Not provided | 2017 | N/A | N/A | Orange Creek Basin | N/A | N/A | 10000 | Gainesville Clean Water Partnership/ Alachua County/ City of Gainesville/ FDOT District 2 | Not provided | N/A | Not provided | 29.605 | -82.301
426 | ORCR | ACEPD | City of Gainesville/ FDOT District 2 | ALACHUA07 | Water Conservation and LID | Conduct targeted public outreach to encourage water conservation and rain harvesting. Includes rain barrel sales and LID promotion. | Education Efforts | Ongoing | Not provided | N/A | N/A | N/A | Orange Creek Basin | N/A | N/A | Not provided | Gainesville Clean Water Partnership/ Alachua County/ City of Gainesville/ FDOT District 2 | Not provided | N/A | Not provided | 29.605 | -82.301
442 | ORCR | ACPCL | N/A | NEW07 | Wainberg Land Acquisition | Newnans Lake. Land acquisition–Wainberg (west side Newnans Lake). Part of Newnans Lake Cypress Preserve owned and managed by Alachua County. | Land Acquisition | Completed | Not provided | 2007 | N/A | N/A | Newnans Lake Basin | 25 | 175000 | N/A | Alachua County Forever Bond Proceeds | Not provided | N/A | Not provided | 29.6243787524468 | -82.2566037432304
443 | ORCR | ACPCL | ACT | LOCH13 | Phifer Flatwoods Land Acquisition #2 – Lochloosa Creek; Little Lochloosa Creek | Alachua County. Land acquisition–Phifer Flatwoods Additions within Little Lochloosa Creek Watershed. | Land Acquisition | Completed | Not provided | 2009 | N/A | N/A | Lochloosa Lake Basin | 325 | 1170864 | N/A | Alachua County Forever Bond Proceeds | Not provided | N/A | Not provided | 29.5821228738808 | -82.1638242221747
2182 | HAMO | City of Deltona | Not provided | DEL-07 | Leland Stormwater Lift Station | Stormwater is pumped into Alexander Avenue Water Resources Facility (AAWRF) for treatment. The AAWRF treats up to 4MGD of surface water and stormwater used to augment the Public Access Reuse (PAR) systems for Deltona and Volusia County. | Stormwater Reuse | Completed | Not provided | 2019 | 441.0113 | 28.7017 | N/A | N/A | 2400000 | 20000 | Deltona/ SJRWMD/ DEP | Not provided | WW641830 | Not provided | 28.87717134 | -81.2536082
2183 | HAMO | City of Deltona | Not provided | DEL-06 | Catch Basin Maintenance | Catch basin cleanout throughout the city. | Catch Basin Inserts/Inlet Filter Cleanout | Ongoing | Not provided | N/A | 19.1 | 10.4 | N/A | Not provided | Not provided | Not provided | Not provided | Not provided | N/A | Not provided | 28.88399493 | -81.23525324
2184 | HAMO | City of Deltona | Not provided | DEL-05 | Education Efforts | FYN, irrigation ordinance, pet waste ordinance, PSAs, pamphlets, website, illicit discharge program. | Education Efforts | Ongoing | Not provided | N/A | 1270 | 206.4 | N/A | N/A | Not provided | Not provided | Not provided | Not provided | N/A | Not provided | 28.88399493 | -81.23525324
2185 | HAMO | FDOT District 5 | N/A | FDOT-06 | 79070-3546-02 (Pond pond 8) | Wet detention pond. | Wet Detention Pond | Completed | 2003 | 2007 | 25.4 | 6.2 | N/A | 44.3 | Not provided | Not provided | Florida Legislature | Not provided | N/A | N/A | 29.02057 | -81.111258
2186 | HAMO | FDOT District 5 | N/A | FDOT-07 | 79070-3547-05 (Pond pond 5) | Wet detention pond. | Wet Detention Pond | Completed | 2003 | 2007 | 25.2 | 2.7 | N/A | 33.1 | Not provided | Not provided | Florida Legislature | Not provided | N/A | N/A | 29.029285 | -81.172009
2250 | EWCO | Lee County | N/A | HC-LC-02 | Street Sweeping | Street sweeping. | Street Sweeping | Ongoing | Prior to 2012 | N/A | 167 | 29 | Hendry Creek | N/A | 694176 | 248572.3 | County | N/A | N/A | N/A | Not provided | Not provided
2251 | EWCO | FDOT District 1 | N/A | IR-FDOT-03 | Education Efforts | Pamphlets, PSAs, Illicit Discharge Program. | Education Efforts | Ongoing | 2004 | N/A | 3 | 0 | Imperial River | N/A | Not provided | Not provided | Florida Legislature | Not provided | N/A | Not provided | Not provided | Not provided
1103 | HILL | City of Tampa | N/A | COT-009 | Tampa–Wastewater Collection System Study | Wastewater Dept. conducted comprehensive survey of wastewater collection system to prioritize areas that should be scheduled for replacement, relining, and/or repair. Study factored in prior occurrences of wastewater overflows and bypasses. | FIB- Sanitary Sewer | Completed | Not provided | 2007 | N/A | N/A | Lower Hillsborough River | N/A | Not provided | Not provided | City of Tampa | Not provided | Not provided | Not provided | Not provided | Not provided
1104 | HILL | City of Tampa | N/A | COT-010 | Nebraska SR 69 to Hillsborough Ave. Pipeline Improvements | FDOT will rehabilitated pipeline on Nebraska Ave. between SR 60 and Hillsborough Ave. due to defects identified in gravity sewers. Defects could cause failures that would damage new roadway or cause wastewater overflows to Hillsborough River. | FIB- Sanitary Sewer | Planned | Not provided | TBD | N/A | N/A | Lower Hillsborough River | N/A | Not provided | Not provided | City of Tampa Wastewater Enterprise Fund | Not provided | Not provided | Not provided | Not provided | Not provided
1105 | HILL | City of Tampa | N/A | COT-011 | Tampa–Emergency Generators at Hanna Pump Station | Backup emergency generators installed to maintain Hanna pump station in event of power outage. This will prevent overflows and bypasses directly to Hillsborough River. | FIB- Sanitary Sewer | Completed | Not provided | 2007 | N/A | N/A | Lower Hillsborough River | N/A | 265000 | Not provided | City of Tampa Wastewater Enterprise Fund | Not provided | Not provided | Not provided | Not provided | Not provided
1106 | HILL | City of Tampa | Not provided | COT-012 | Tampa–Grease Ordinance | City enacted grease ordinance prohibiting discharge of grease and establishing inspection program. Ordinance should significantly reduce blockages that contribute to overflows. Enforcement supported by 2 full-time equivalent (FTE) position. | FIB- Sanitary Sewer | Ongoing | Not provided | N/A | N/A | N/A | Lower Hillsborough River | N/A | N/A | 100000 | City of Tampa Wastewater Enterprise Fund | Not provided | Not provided | Not provided | Not provided | Not provided
1107 | HILL | City of Tampa | N/A | COT-013 | 12th Street Force Main Replacement | Force main replacement along 12th St. in area where there was 22-million-gallon release in past. | FIB- Sanitary Sewer | Completed | 2007 | 2007 | N/A | N/A | Lower Hillsborough River | N/A | 17000000 | N/A | City of Tampa | Not provided | Not provided | Not provided | Not provided | Not provided
1108 | HILL | City of Tampa | FDOT District 7/ SWFWMD | COT-014 | River Tower Park Shoreline Restoration and Stormwater Improvements | Restoration of northern bank of Hillsborough River from I-275 to Florida Ave. to stabilize bank, provide habitat, and improve water quality. Project will also include stormwater treatment controls for runoff from I-275 and contributing drainage area. | FIB- Stormwater | Canceled | Not provided | N/A | N/A | N/A | Lower Hillsborough River | Not provided | 2100000 | Not provided | City of Tampa/ FDOT | Not provided | Not provided | Not provided | Not provided | Not provided
1109 | HILL | City of Tampa | Not provided | COT-015 | City of Tampa Riverwalk Project | Project will create a walkway and bike path along east banks of Hillsborough River and Garrison Channel. City will construct public educational displays on stormwater treatment and cleaning up pet waste. Stations will be provided for dog waste disposal. | FIB- Stormwater | Completed | Not provided | 2018 | N/A | N/A | Lower Hillsborough River | N/A | 40000000 | Not provided | City of Tampa/ State/ Federal/ Private Funds | Not provided | Not provided | Not provided | Not provided | Not provided
1263 | LSJT | City of Jacksonville | N/A | COJ-079 | 4700 Block Astral St. | Curb/gutter. | FIB- Stormwater | Completed | Not provided | 2010 | N/A | N/A | Big Fishweir Creek | Not provided | 9502 | N/A | COJ | Not provided | Not provided | Not provided | 30.2888591663 | -81.7131541052
1531 | LSJT | City of Atlantic Beach | N/A | AB-020 | Preventive SSO Investigations | Conduct I&I analysis of entire collection system, prepare GIS system, obtain global positioning system (GPS) locations of all manholes, analyze lift station needs, make Capital Improvement Plan recommendations. | FIB- Sanitary Sewer | Completed | Not provided | Prior to 2010 | N/A | N/A | Hopkins Creek/ Sherman Creek | N/A | 60000 | N/A | Atlantic Beach | Not provided | Not provided | Not provided | Not provided | Not provided
1532 | LSJT | City of Atlantic Beach | N/A | AB-021 | Preventive SSO Investigations | Clean and inspect, using CCTV, sewer mains crossing Mayport Rd. | FIB- Sanitary Sewer | Completed | Not provided | Prior to 2010 | N/A | N/A | Hopkins Creek | N/A | 6700 | N/A | Atlantic Beach | Not provided | Not provided | Not provided | Not provided | Not provided
1941 | JESU | Seminole County | N/A | SC-30 | Bear Gully Lake Upstream Shallow Wetland Treatment System | Implement upstream shallow wetland treatment system. | Constructed Wetland Treatment | Canceled | N/A | N/A | N/A | N/A | N/A | N/A | N/A | N/A | N/A | N/A | N/A | N/A | N/A | N/A
1065 | HILL | Polk County | N/A | POLK-007 | Illicit Discharge Complaint Investigations | Complaint investigations of NPDES illicit discharges on Blackwater Creek and Itchepackesassa Creek. | FIB- Stormwater | Ongoing | 2013 | N/A | N/A | N/A | Blackwater Creek | N/A | N/A | 100 | Polk County | N/A | Not provided | Not provided | 28.086464 | -82.024711
1066 | HILL | Polk County | N/A | POLK-006 | Water Quality Ambient Monitoring for Blackwater Creek | Yearly monitoring of water quality in Blackwater Creek. | FIB- Source Identification Activities | Ongoing | 2000 | N/A | N/A | N/A | Blackwater Creek | N/A | N/A | 5200 | Polk County | N/A | Not provided | Not provided | 28.086464 | -82.024711
1067 | HILL | Polk County | N/A | POLK-005 | Drainage Maintenance on Blackwater Creek | Annual removal of debris and snags from Blackwater Creek. | FIB- Stormwater | Ongoing | 2004 | N/A | N/A | N/A | Blackwater Creek | N/A | N/A | 9000 | Polk County | N/A | Not provided | Not provided | 28.086464 | -82.024711
1068 | HILL | City of Plant City | N/A | CPC-009 | Plant City Grease Management Program | Inspect, monitor, and educate facilities that generate cooking oil and grease to ensure BMPs are in use and that pretreatment systems are being managed properly. | FIB- Sanitary Sewer | Ongoing | 2000 | N/A | N/A | N/A | Blackwater Creek/ Spartman Branch/ Baker Creek/ Flint Creek | N/A | N/A | 5000 | Utilities Revenues | N/A | N/A | N/A | 28.009707 | -82.141251
1069 | HILL | City of Plant City | N/A | CPC-021 | Plant City WRF Maintenance | Annual maintenance of WRF and all appurtenances. | FIB- Sanitary Sewer | Ongoing | 1997 | N/A | N/A | N/A | Baker Creek/ Flint Creek | N/A | N/A | 500000 | City of Plant City | N/A | N/A | N/A | 28.009707 | -82.141251
877 | LSJM | COJ/ FDOT MS4 | Not provided | COJ-017 | COJ MS4 FLS000012 | Royal Terrace Phases A+B+C+D+E+1+2+3+4 – Master pond facility. | Wet Detention Pond | Completed | Not provided | Prior to 2008 | 902 | N/A | Marine | 332 | Not provided | 10554 | Not provided | Not provided | N/A | Not provided | 30.3721372603 | -81.6931103403
878 | LSJM | COJ/ FDOT MS4 | Not provided | COJ-018 | COJ MS4 FLS000012 | University Pointe regional pond facility. | Wet Detention Pond | Completed | Not provided | Prior to 2008 | 330 | N/A | Marine | 102 | Not provided | 4699 | Not provided | Not provided | N/A | Not provided | 30.292968664 | -81.6013814568
879 | LSJM | COJ/ FDOT MS4 | Not provided | COJ-019 | COJ MS4 FLS000012 | Cleveland Rd. Phase I-B wet detention pond. | Wet Detention Pond | Completed | Not provided | Prior to 2008 | 330 | N/A | Marine | 269 | Not provided | 474 | Not provided | Not provided | N/A | Not provided | 30.3726465832 | -81.7117061611
880 | LSJM | COJ/ FDOT MS4 | Not provided | COJ-020 | COJ MS4 FLS000012 | Hogan Creek. | Wet Detention Pond | Completed | Not provided | Prior to 2008 | 110 | N/A | Marine | 48 | Not provided | 8994 | Not provided | Not provided | N/A | Not provided | 30.3395138273 | -81.6590077544
949 | LSJM | COJ/ FDOT MS4 | Not provided | COJ-052 | COJ MS4 FLS000012 | Septic tank phase-out projects. | OSTDS Phase Out | Canceled | Not provided | 2023 | N/A | N/A | Marine | N/A | Not provided | Not provided | Not provided | Not provided | N/A | Not provided | 30.3098124604 | -81.671008589
950 | LSJM | COJ/ FDOT MS4 | Not provided | COJ-051 | COJ MS4 FLS000012 | Public education activities. | Education Efforts | Ongoing | Not provided | N/A | 28921.2 | N/A | Marine | N/A | Not provided | Not provided | Not provided | Not provided | N/A | Not provided | 30.3098124604 | -81.671008589
958 | HILL | Hillsborough County | N/A | HC-001 | Septic Tank Mapping and Hot Spot Analysis | Update septic tank map using GIS and billing information, and evaluate potential hot spots based on hydrologic and soil conditions. | FIB- OSTDS | Completed | Not provided | 2008 | N/A | N/A | Blackwater Creek/ Lower Hillsborough River/ New River/ Spartman Branch/ Baker Creek/ Flint Creek | N/A | 28000 | N/A | Specialized Services Unit Operating Budget | Specialized Services Unit Operating Budget - $28,000 | N/A | Not provided | Not provided | Not provided
1337 | LSJT | City of Jacksonville | N/A | COJ-093 | Boone Park and Pine Grove | Drainage improvement. | FIB- Stormwater | Completed | Not provided | 2014 | N/A | N/A | Big Fishweir Creek | Not provided | 2502 | Not provided | COJ | Not provided | Not provided | Not provided | 30.3013411899 | -81.7259016105
1338 | LSJT | City of Jacksonville | N/A | COJ-094 | Rensselaer and Hollingsworth | Drainage improvement. | FIB- Stormwater | Completed | Not provided | 2014 | N/A | N/A | Big Fishweir Creek | Not provided | 86710 | Not provided | COJ | Not provided | Not provided | Not provided | 30.3013411899 | -81.7259016105
1339 | LSJT | City of Jacksonville | N/A | COJ-095 | San Clerc/Sanchez Drainage Improvement | Drainage improvement. | FIB- Stormwater | Completed | Not provided | 2014 | N/A | N/A | Goodbys Creek | Not provided | 29524 | Not provided | COJ | Not provided | Not provided | Not provided | 30.2138080777 | -81.6092496189
1340 | LSJT | City of Jacksonville | N/A | COJ-096 | Sanchez Rd. | Drainage improvement. | FIB- Stormwater | Completed | Not provided | 2014 | N/A | N/A | Goodbys Creek | Not provided | 62333 | Not provided | COJ | Not provided | Not provided | Not provided | 30.2138080777 | -81.6092496189
1341 | LSJT | City of Jacksonville | N/A | COJ-097 | 1100 4th St. | Drainage improvement. | FIB- Stormwater | Underway | Not provided | TBD | N/A | N/A | Hogan Creek | N/A | 92554 | Not provided | COJ | Not provided | Not provided | Not provided | 30.3432112642 | -81.6621566351
1342 | LSJT | City of Jacksonville | N/A | COJ-098 | 6442 Romily Rd. | Drainage improvement. | FIB- Stormwater | Completed | Not provided | 2014 | N/A | N/A | Butcher Pen Creek | Not provided | 20208 | Not provided | COJ | Not provided | Not provided | Not provided | 30.2598660209 | -81.7467730049
1343 | LSJT | City of Jacksonville | N/A | COJ-099 | 2121 Sessions Lane | Drainage improvement. | FIB- Stormwater | Completed | Not provided | 2014 | N/A | N/A | Miramar Creek | Not provided | 45903 | Not provided | COJ | Not provided | Not provided | Not provided | 30.284859068 | -81.6510548236
1344 | LSJT | City of Jacksonville | N/A | COJ-100 | 2120 Sessions Lane | Drainage improvement. | FIB- Stormwater | Completed | Not provided | 2014 | N/A | N/A | Miramar Creek | Not provided | 38165 | Not provided | COJ | Not provided | Not provided | Not provided | 30.284859068 | -81.6510548236
928 | LSJM | Clay County MS4 | Clay County | CC-21 | CC MS4 FLR04E045 | Old Jennings Rd widening from Blanding Blvd to Branan Field Rd. | Wet Detention Pond | Completed | Not provided | 2012 | 37 | N/A | Marine | Not provided | Not provided | Not provided | Not provided | Not provided | N/A | Not provided | Not provided | Not provided
929 | LSJM | CCUA Aggregate | Clay County | CCUA-05 | Trade | Trade with CC-03 and CC-06. Sold TN 2,850 kg/yr and TP 7,973 kg/yr. | Credit Trade | Completed | 2009 | 2009 | -6270 | -17540.6 | Marine | N/A | Not provided | N/A | N/A | N/A | N/A | Not provided | 30.11546 | -81.8150
930 | LSJM | COJ/ FDOT MS4 | Not provided | COJ-042h | COJ MS4 FLS000012 | Newton Drainage main trunk line improvement (Myrtle & Beaver) (LSJR upstream of Trout River) - Changed from wet detention to flood control only. | Stormwater System Upgrade | Underway | Not provided | 2023 | N/A | N/A | Marine | 8.4 | Not provided | Not provided | Not provided | Not provided | N/A | Not provided | 30.4381458412 | -81.6409650524
931 | LSJM | COJ/ FDOT MS4 | Not provided | COJ-079 | COJ MS4 FLS000012 | FDOT JIA south access connector project. | Dry Detention Pond | Completed | Not provided | Prior to 2008 | 180 | N/A | Marine | 63 | Not provided | Not provided | FDOT/ State Legislature | N/A | N/A | Not provided | 30.4838447345 | -81.6672835217
932 | LSJM | COJ/ FDOT MS4 | Not provided | COJ-054 | COJ MS4 FLS000012 | FDOT urban office reconstruction. | Dry Detention Pond | Completed | Not provided | Prior to 2008 | 20 | N/A | Marine | 7 | Not provided | Not provided | FDOT/ State Legislature | N/A | N/A | Not provided | 30.3098124604 | -81.671008589
972 | HILL | Hillsborough County | N/A | HC-015 | Stormwater Research Facility at 132nd and Taliaferro | Stormwater Dept. constructed retention pond along Sligh Ave. in Lowry Park Zoo. Retention pond accepts drainage from ditch via west, provides treatment to this drainage, and then discharges via ditch to Lower Hillsborough River. | FIB- Stormwater | Completed | Not provided | 2009 | N/A | N/A | Lower Hillsborough River | Not provided | 1400000 | Not provided | Not provided | Not provided | Not provided | Not provided | Not provided | Not provided
973 | HILL | Hillsborough County | N/A | HC-005 | Pet Waste Campaign Study | Social marketing study on effectiveness of pet waste public education versus ordinance enforcement. | FIB- Stormwater | Canceled | N/A | N/A | N/A | N/A | Blackwater Creek/ Lower Hillsborough River/ Spartman Branch/ Baker Creek/ Flint Creek | N/A | 24000 | N/A | Specialized Services Unit Operating Budget | N/A | N/A | Not provided | Not provided | Not provided
974 | HILL | EPCHC | N/A | EPCHC-011 | Survey of Stormwater Associated with Industrial Facilities | Survey and identify industrial facilities that operate stormwater management systems. | FIB- Stormwater | Completed | Not provided | 2006 | N/A | N/A | Blackwater Creek/ Lower Hillsborough River/ New River/ Spartman Branch/ Baker Creek/ Flint Creek | N/A | 30080 | N/A | EPCHC | EPCHC - $30,080 | Not provided | Not provided | Not provided | Not provided
975 | HILL | Tampa Bay Estuary Program | BMAP Stakeholders | TBEP-003 | Participate in HTBMT Calls and Efforts | Continue participation in HTBMT coordination calls and other HTBMT efforts. | FIB- Source Identification Activities | Ongoing | 2009 | N/A | N/A | N/A | Hillsborough River Basin | N/A | N/A | TBD | TBEP In-Kind | TBD | N/A | Not provided | Not provided | Not provided
976 | HILL | EPCHC | Hillsborough County/ SWFWMD | EPCHC-002 | Fecal Coliform Monthly Monitoring– Hillsborough County | Water quality monitoring program which includes monthly sampling for enterococci and fecal coliform at 38 locations in the Hillsborough River Basin. EPCHC also collects bacteria samples from 30 major and minor tributaries (11 monthly and 19 quarterly). | FIB- Source Identification Activities | Ongoing | 1974 | N/A | N/A | N/A | Blackwater Creek/ Lower Hillsborough River | N/A | N/A | 4753 | EPCHC | Not provided | Not provided | Not provided | Not provided | Not provided
977 | HILL | EPCHC | Hillsborough County | EPCHC-003 | SSO Database | Maintain database of reported SSOs from Hillsborough County, City of Tampa, and other municipalities. Database quantifies spill amounts and discharge locations. | FIB- Sanitary Sewer | Ongoing | Not provided | N/A | N/A | N/A | Blackwater Creek/ Lower Hillsborough River/ New River/ Spartman Branch/ Baker Creek/ Flint Creek | N/A | Not provided | Not provided | Hillsborough County | Not provided | Not provided | Not provided | Not provided | Not provided
724 | LSJM | Smurfit-Stone Container | WestRock CP, LLC | SS-17 | Smurfit-Stone | Sludge drying bed clean out. | BMP Cleanout | Completed | 2009 | 2009 | N/A | N/A | Marine | 8.7 | 132411 | 0 | WestRock CP, LLC | $132,411 | N/A | N/A | 30.423305 | -81.596194
725 | LSJM | Town of Welaka Non-MS4 | Seminole Electric | WEL-02 | Welaka Non-MS4 | Atmospheric deposition load reduction – Seminole Electric SCR upgrade. | Industrial Facility Upgrades | Completed | 2006 | 2010 | 220 | N/A | Freshwater | N/A | 176000000 | N/A | N/A | N/A | N/A | N/A | 29.732888 | -81.632458
726 | LSJM | Town of Welaka Non-MS4 | Not provided | WEL-01 | Welaka Non-MS4 | Septic tank phase out. | OSTDS Phase Out | Completed | Not provided | 2009 | 901 | 336.6 | Freshwater | N/A | Not provided | Not provided | Not provided | Not provided | N/A | Not provided | Not provided | Not provided
727 | LSJM | U.S. Navy MS4 | Seminole Electric | USN-06 | USN MS4 | Atmospheric deposition load reduction – Seminole Electric SCR upgrade. | Industrial Facility Upgrades | Completed | 2006 | 2010 | 656 | N/A | Marine | N/A | 176000000 | N/A | N/A | N/A | N/A | N/A | 29.732888 | -81.632458
728 | LSJM | U.S. Navy Aggregate | Not provided | USN-05 | NS Mayport WWTF FL0000922 | Modifications to Mayport WWTF. | WWTF Upgrade | Planned | 2022 | 2023 | 24901 | N/A | Marine | N/A | TBD | Not provided | Not provided | Not provided | N/A | N/A | 30.384477 | -81.419539
729 | LSJM | U.S. Navy Aggregate | Not provided | USN-04 | NS Mayport WWTF FL0000922 | Inflow/ infiltration repair projects. | WWTF Upgrade | Completed | 2006 | Prior to 2008 | 12657 | N/A | Marine | N/A | 2500000 | Not provided | Not provided | Not provided | N/A | N/A | 30.384477 | -81.419539
730 | LSJM | U.S. Navy Aggregate | Not provided | USN-03 | NAS Jax WWTF FL0000957 | Inflow/ infiltration repair projects. | WWTF Upgrade | Completed | 2006 | Prior to 2008 | 6138 | N/A | Marine | N/A | 2100000 | Not provided | Not provided | Not provided | N/A | N/A | 30.236153 | -81.683972
731 | LSJM | U.S. Navy Aggregate | Not provided | USN-02 | NAS Jax WWTF FL0000957 | Expand reuse system. | Stormwater Reuse | Completed | 2013 | 2015 | 6138 | N/A | Marine | N/A | 3000000 | Not provided | Not provided | Not provided | N/A | N/A | 30.236153 | -81.683972
732 | LSJM | U.S. Navy Aggregate | Not provided | USN-01 | NAS Jax WWTF FL0000957 | Reuse to Timuquana Country Club. | Stormwater Reuse | Completed | 1997 | Prior to 2008 | 16925 | N/A | Marine | N/A | 500000 | Not provided | Not provided | Not provided | N/A | N/A | 30.236153 | -81.683972
816 | LSJM | City of Atlantic Beach | Not provided | AB-05 | Atlantic Bch MS4 FLS000012 | Hopkins Creek stormwater treatment system. | Wet Detention Pond | Completed | 2008 | 2008 | 26 | N/A | Marine | 53 | Not provided | N/A | Not provided | Not provided | N/A | N/A | Not provided | Not provided
817 | LSJM | City of Atlantic Beach | FDOT | AB-06 | Atlantic Bch MS4 FLS000012 | FDOT Widening of SR 10 (Atlantic Blvd) roadway and bridge upgrade. | Wet Detention Pond | Completed | 2000 | Prior to 2008 | 110 | N/A | Marine | 152 | Not provided | N/A | FDOT | Not provided | N/A | N/A | Not provided | Not provided
818 | LSJM | City of Atlantic Beach | FDOT | AB-07 | Atlantic Bch MS4 FLS000012 | FDOT Atlantic Blvd and Mayport Rd. interchange. | Wet Detention Pond | Completed | 2000 | Prior to 2008 | 40 | N/A | Marine | 50 | Not provided | N/A | FDOT | Not provided | N/A | N/A | Not provided | Not provided
819 | LSJM | COJ/ FDOT MS4 | Not provided | COJ-042b | COJ MS4 FLS000012 | McCoy Creek Burke Lime Pit (LSJR upstream of Trout River). | Wet Detention Pond | Canceled | Not provided | N/A | TBD | N/A | Marine | Not provided | 0 | 0 | Not provided | Not provided | N/A | Not provided | 30.3285971496 | -81.6998724724
820 | LSJM | FDACS | Agricultural Producers | AG-01 | Agriculture | Agricultural owner-implemented BMPs. Credits based on BMP enrollment reported as of July 2020. | Agricultural BMPs | Ongoing | Not provided | N/A | 262444 | 12899 | Freshwater | 65130 | Not provided | Not provided | FDACS | Not provided | N/A | Not provided | Not provided | Not provided
821 | LSJM | Clay County MS4 | FDOT | CC-02 | CC MS4 FLR04E045 | FDOT SR 21 widening from SR 215 to CR 220. | Dry Detention Pond | Completed | Not provided | Prior to 2008 | 11 | 5.1 | Freshwater | Not provided | Not provided | Not provided | FDOT/ State Legislature | N/A | N/A | Not provided | Not provided | Not provided
822 | LSJM | Clay County MS4 | Not provided | CC-01 | CC MS4 FLR04E045 | Education program including: Florida Yards & Neighborhoods, fertilizer ordinance, pet waste ordinance, PSAs, Websites, Illicit Discharge and Prohibition Ordinance and Policies, and Public Information. 5% of starting load freshwater MS4 allocation. | Education Efforts | Ongoing | Not provided | N/A | 305 | 45 | Freshwater | N/A | Not provided | Not provided | Not provided | Not provided | N/A | Not provided | Not provided | Not provided
823 | LSJM | Camp Blanding Non-MS4 | N/A | CB-04 | Camp Blanding | Regrade existing swale system (80 miles). | Grass Swales Without Swale Blocks or Raised Culverts | Completed | 2013 | 2017 | 1760 | N/A | Marine | N/A | Not provided | Not provided | Not provided | Not provided | N/A | N/A | 29.9519 | -81.9799
224 | OKLA | Lake County | LCWA/ SJRWMD | PAL02 | Drainage Evaluation: Lakes Louisa, Minnehaha, and Minneola | Study to inventory stormwater system and identify potential sites for treatment retrofit projects. | Study | Completed | 2005 | prior to 2007 | N/A | N/A | Palatlakaha River Basin | N/A | 164951 | N/A | Lake County/ SJRWMD/ LCWA | Lake County Stormwater Assessment – $50,000/ SJRWMD Stormwater Cost Share Grant – $50,000/ LCWA – $64,951 Stormwater Grant | N/A | Not provided | TBD | TBD
225 | OKLA | City of Mount Dora | LCWA | DORA30 | Continuous Deflection Separation Unit at Charles St. | Installed CDS unit at Charles St. System removes sand and debris from stormwater runoff before entering Lake Dora. | Hydrodynamic Separators | Completed | Not provided | Prior to 2014 | N/A | Not provided | Lake Dora Basin | 2.5 | 71000 | Not provided | City of Mount Dora/ LCWA | City of Mount Dora – $35,500/ LCWA – $35,500 | N/A | Not provided | 28.7970233688796 | -81.6436271258533
226 | OKLA | City of Clermont | LCWA | PAL08 | Lake Minnehaha Study and Stormwater Improvements | Lake Minnehaha Study and Stormwater Improvements: Completed a study to determine retrofit projects to improve the quality of stormwater discharges to Lake Minnehaha from 406.8 Ac. | Study | Completed | 2004 | 2004 | N/A | N/A | Palatlakaha River Basin | 407 | 64000 | N/A | LCWA/ City of Clermont Stormwater Utility Fees | LCWA Grant – $48,000/ City of Clermont Stormwater Fees – $16,000 | N/A | Not provided | 28.531485974393 | -81.7645868069689
227 | OKLA | Lake County | N/A | PAL31 | Lake Emma Road & Lake Emma Estates Water Quality Retrofit | Installation of three next generation nutrient baffle boxes on existing outfalls from Lake Emma Road and Lake Emma Estates subdivision. | Baffle Boxes- Second Generation | Underway | 2016 | 2017 | 37.2 | 3.9 | Palatlakaha River Basin | 27 | 461500 | Not provided | Lake County Stormwater MSTU | Not provided | N/A | Not provided | 28.6184148216192 | -81.8561703652786
228 | OKLA | LCWA | N/A | YALE05 | Water Quality Investigation | Lake Yale watershed. Survey and identify potential nutrient sources not previously evaluated and propose remediation projects. | Study | Completed | 2014 | 2017 | N/A | N/A | Lake Yale Basin | N/A | Not provided | N/A | LCWA | Not provided | N/A | Not provided | 28.9162304174279 | -81.7406259613829
628 | LSJM | COJ/ FDOT MS4 | JEA | COJ-122c | COJ MS4 FLS000012 | JEA water quality credit agreement. | Credit Trade | Completed | 2015 | 2015 | 66748 | N/A | Marine | N/A | N/A | N/A | N/A | N/A | N/A | Not provided | 30.3098124604 | -81.671008589
629 | LSJM | COJ/ FDOT MS4 | N/A | COJ-137 | COJ MS4 FLS000012 | FDOT Marietta Interchange. | Wet Detention Pond | Completed | Not provided | 2017 | 51 | N/A | Marine | 64.47 | N/A | N/A | FDOT/ State Legislature | N/A | N/A | Not provided | 30.4472484138 | -81.6364754253
630 | LSJM | COJ/ FDOT MS4 | Not provided | COJ-099 | COJ MS4 FLS000012 | FDOT Wonderwood Connector Segment 2. | Wet Detention Pond | Completed | Not provided | Prior to 2008 | 46 | N/A | Marine | 58 | Not provided | Not provided | FDOT/ State Legislature | N/A | N/A | Not provided | 30.3587992438 | -81.4636367789
631 | LSJM | COJ/ FDOT MS4 | N/A | COJ-135 | COJ MS4 FLS000012 | FDOT I-295 and Wilson. | Wet Detention Pond | Completed | Not provided | 2017 | 37 | N/A | Marine | 12.86 | N/A | N/A | FDOT/ State Legislature | N/A | N/A | Not provided | 30.3087314038 | -81.8800455639
632 | LSJM | COJ/ FDOT MS4 | N/A | COJ-134 | COJ MS4 FLS000012 | FDOT North Interchange (I-295 & I-95). | Wet Detention Pond | Underway | Not provided | 2020 | 301 | N/A | Marine | 378.04 | 176900000 | Not available | FDOT/ State Legislature | $176,900,000 | N/A | Not provided | 30.4624158221 | -81.6499487604
633 | LSJM | COJ/ FDOT MS4 | N/A | COJ-133 | COJ MS4 FLS000012 | FDOT 9A Express Lane. | Wet Detention Pond | Underway | Not provided | 2019 | 339 | N/A | Marine | 425 | 141720000 | Not available | FDOT/ State Legislature | $141,720,000 | N/A | Not provided | 30.325716232 | -81.5288584993
634 | LSJM | COJ/ FDOT MS4 | N/A | COJ-132 | COJ MS4 FLS000012 | FDOT CR 210 & US 1 improvement. | Wet Detention Pond | Completed | Not provided | 2017 | 47 | N/A | Marine | 58.42 | N/A | N/A | FDOT/ State Legislature | N/A | N/A | Not provided | 30.3726336581 | -81.7599017552
635 | LSJM | COJ/ FDOT MS4 | N/A | COJ-131 | COJ MS4 FLS000012 | FDOT SR 243 Mainline International Airport Blvd. | Wet Detention Pond | Completed | Not provided | 2017 | 57 | N/A | Marine | 71.32 | N/A | N/A | FDOT/ State Legislature | N/A | N/A | Not provided | 30.4877939829 | -81.6690035538
636 | LSJM | COJ/ FDOT MS4 | N/A | COJ-130 | COJ MS4 FLS000012 | FDOT I-295 managed lane. | Wet Detention Pond | Underway | Not provided | 2018 | 205 | N/A | Marine | 257 | 89780000 | Not available | FDOT/ State Legislature | $89,780,000 | N/A | Not provided | 30.2879161971 | -81.5202306598
637 | LSJM | COJ/ FDOT MS4 | N/A | COJ-129 | COJ MS4 FLS000012 | FDOT I-95 and JTB Interchange. | Wet Detention Pond | Completed | Not provided | 2017 | 104 | N/A | Marine | 130.24 | 66990000 | Not available | FDOT/ State Legislature | $66,990,000 | N/A | Not provided | 30.248309559 | -81.592526013
638 | LSJM | COJ/ FDOT MS4 | N/A | COJ-128 | COJ MS4 FLS000012 | FDOT I-295 widening to Commonwealth. | Wet Detention Pond | Completed | Not provided | 2017 | 63 | N/A | Marine | 78.9 | N/A | N/A | FDOT/ State Legislature | N/A | N/A | Not provided | 30.3340251639 | -81.7606305746
639 | LSJM | COJ/ FDOT MS4 | N/A | COJ-127 | COJ MS4 FLS000012 | FDOT SR 23 First Coast Expressway (SR 21 to North of Argyle Forest Blvd. and North of Argyle to I-10). | Wet Detention Pond | Underway | Not provided | 2018 | 888 | N/A | Marine | 1114 | 85700000 | Not available | FDOT/ State Legislature | $85,700,000 | N/A | Not provided | 30.2313974378 | -81.8453253808
640 | LSJM | COJ/ FDOT MS4 | N/A | COJ-126 | COJ MS4 FLS000012 | FDOT Overland Bridge replacement. | Wet Detention Pond | Underway | Not provided | 2018 | 92 | N/A | Marine | 115.5 | 165000000 | Not available | FDOT/ State Legislature | $165,000,000 | Not provided | Not provided | 30.2121665374 | -81.770619607
641 | LSJM | COJ/ FDOT MS4 | Not provided | COJ-125 | COJ MS4 FLS000012 | Lasalle Pump Station. | Baffle Boxes- Second Generation | Planned | 2009 | TBD | TBD | N/A | Marine | Not provided | Not provided | Not provided | COJ | $5,694,910 | N/A | Not provided | 30.3089421025 | -81.6598644327
642 | LSJM | COJ/ FDOT MS4 | N/A | COJ-138 | COJ MS4 FLS000012 | FDOT SR 243 add lanes reconstruction. | Wet Detention Pond | Underway | Not provided | 2018 | 47 | N/A | Marine | 58.42 | 17420000 | Not available | FDOT/ State Legislature | $17,420,000 | N/A | Not provided | 30.4858219333 | -81.6637365004
643 | LSJM | COJ/ FDOT MS4 | Not provided | COJ-043g | COJ MS4 FLS000012 | Old Plank Road outfall. | Wet Detention Pond | Underway | Not provided | 2020 | TBD | N/A | Marine | 24 | 2275498.2 | Not provided | COJ/ SJRWMD | $4,953,248 | N/A | Not provided | 30.3317469495 | -81.8246339279
644 | LSJM | COJ/ FDOT MS4 | Not provided | COJ-101 | COJ MS4 FLS000012 | FDOT I-95 from JTB to Emerson. | Dry Detention Pond | Completed | Not provided | Prior to 2008 | 301 | N/A | Marine | 105 | Not provided | Not provided | FDOT/ State Legislature | N/A | N/A | Not provided | 30.2657202802 | -81.6108783301
645 | LSJM | Putnam County Non-MS4 | FDOT | PUT-05 | Putnam Non-MS4 | FDOT construction of seven wet ponds on SR 15 from Clay County line to south of Gordon Wilkins Rd. | Wet Detention Pond | Completed | 2007 | 2008 | 1591 | 829 | Freshwater | 1181 | Not provided | 8000 | FDOT | Not provided | N/A | N/A | 29.79807 | -81.652778
646 | LSJM | Putnam County Non-MS4 | Not provided | PUT-06 | Putnam Non-MS4 | Algal initiative. Canceled in 2020; replaced by other projects such as PUT-04. | Stormwater System Upgrade | Canceled | Not provided | 2017 | 3412 | 1814 | Freshwater | N/A | Not provided | Not provided | Not provided | Not provided | N/A | N/A | 30.2400608172 | -81.6231097443
647 | LSJM | Putnam County Non-MS4 | Seminole Electric | PUT-07 | Putnam Non-MS4 | Atmospheric deposition load reduction – Seminole Electric SCR upgrade. | Industrial Facility Upgrades | Completed | 2006 | 2010 | 8923 | N/A | Freshwater | N/A | 176000000 | N/A | Not provided | Not provided | N/A | N/A | 29.732888 | -81.632458
648 | LSJM | COJ/ FDOT MS4 | Not provided | COJ-048a | COJ MS4 FLS000012 | Messer Area drainage (Trout River). | Wet Detention Pond | Canceled | Not provided | N/A | TBD | N/A | Marine | Not provided | Not provided | Not provided | Not provided | Not provided | N/A | Not provided | 30.4125319359 | -81.8045730223
649 | LSJM | COJ/ FDOT MS4 | Not provided | COJ-048 | COJ MS4 FLS000012 | Trout River. | Stormwater System Upgrade | Planned | N/A | 2023 | 4620 | N/A | Marine | 5329 | N/A | N/A | N/A | N/A | N/A | Not provided | 30.3371885973 | -81.6767634923
231 | OKLA | Marion County | Marion County Planning Department/ Marion County Extension Service/ Marion County Soil and Water Conservation District/ SWFWMD | MARION01-GRIF | Springshed Protection Program | Prevent further degradation of water quality of Rainbow & Silver Springs, and to reduce or eliminate existing sources of pollution. Marion County has adopted ordinances and land development code for springs protection, fertilizer, and irrigation. | Education Efforts | Ongoing | 2013 | N/A | N/A | 39.5 | Lake Griffin Basin | N/A | Not provided | Not provided | Marion County Office of the County Engineer | Not provided | N/A | Not provided | TBD | TBD
232 | OKLA | Marion County | N/A | MARION06 | Street Sweeping | Sweep Marion County–maintained roads in Upp. Ockl. Basin. Swept 9 times/yr, about 0.645 miles in Basin. 2019 load yield is roughly 2.7 tons. 2019 Upper Ocklawaha BMAP pro-rata share costs for street sweeping was approximately $261.52. | Street Sweeping | Ongoing | 2015 | N/A | 3 | 2 | Lake Griffin Basin | N/A | N/A | Not provided | Marion County Stormwater Assessment | Not provided | N/A | Not provided | 28.9889349128354 | -81.8413258367918
233 | OKLA | Marion County | Marion County Stormwater Section | GRIF28 | Watershed Management Plan | Marion County portion of Lake Griffin. The WMP was initiated and the Floodplain Analysis completed in 2012. The Floodplain Level of Service, Surface Water Resource Assessment and Capital Projects Reports are still to be completed. | Study | Underway | Not provided | TBD | N/A | N/A | Lake Griffin Basin | N/A | 975832 | N/A | Marion County Stormwater Assessment | Not provided | N/A | Not provided | 28.9936419829334 | -81.8416728810469
234 | OKLA | LCWA | FWC/ SJRWMD | BCL02 | Suction Dredging of Western Lake Beauclair | Western end of Lake Beauclair. Suction dredging to remove one million cubic yards of sediment in western end of Lake Beauclair. | Muck Removal/Restoration Dredging | Completed | Not provided | Prior to 2007 | Not provided | Not provided | Lake Beauclair Basin | 130 | 9300000 | N/A | FWC/ LCWA/ SJRWMD | Not provided | N/A | Not provided | 28.678337 | -81.548375
235 | OKLA | Lake County Parks | SJRWMD | TROUT01 | Pine Meadows Restoration Area | Management and restoration of former muck farm property. Restored toward natural state. | Wetland Restoration | Completed | 1992 | 2014 | N/A | 726 | Trout Lake Basin | 1171 | Not provided | Not provided | Lake County/ SJRWMD | Not provided | N/A | Not provided | 28.8909900005914 | -81.6529499999881
1711 | LSJT | City of Jacksonville Beach | N/A | JB-009 | Sewer Pump Station Inspection and Maintenance | Inspect lift stations Nos. 2, 7, 8, 9, 18, 19, and 23. | FIB- Sanitary Sewer | Completed | Not provided | Prior to 2010 | N/A | N/A | Hopkins Creek | N/A | 47230 | N/A | Jacksonville Beach | Not provided | Not provided | Not provided | 30.2984776696387 | -81.4017540139447
1712 | LSJT | City of Jacksonville Beach | N/A | JB-010 | Sewer Pump Station Inspection and Maintenance | Inspect lift station No. 37 (Jarrett Point Unit II). | FIB- Sanitary Sewer | Completed | Not provided | Prior to 2010 | N/A | N/A | Hopkins Creek | N/A | 183541 | N/A | Jacksonville Beach | Not provided | Not provided | Not provided | 30.3072242840215 | -81.4173805320898
1713 | LSJT | City of Jacksonville Beach | N/A | JB-011 | Sewer System Replacement | Improve sewer system from Barbara Lane to 14th Ave. North and 8th St. to 13th St. North. | FIB- Sanitary Sewer | Completed | Not provided | Prior to 2010 | N/A | N/A | Hopkins Creek | N/A | 1065000 | N/A | Jacksonville Beach | Not provided | Not provided | Not provided | 30.2990473726094 | -81.3982300747791
1714 | LSJT | City of Jacksonville Beach | N/A | JB-012 | Sewer System Replacement | Improve sewer system from Patricia Lane to 18th Avenue North and 4th St. to 7th St. North. | FIB- Sanitary Sewer | Completed | Not provided | Prior to 2010 | N/A | N/A | Hopkins Creek | N/A | 1310000 | N/A | Jacksonville Beach | Not provided | Not provided | Not provided | 30.302735325627 | -81.39781245388
1715 | LSJT | City of Jacksonville Beach | N/A | JB-013 | Sewer System Replacement | Improve sewer system from Barbara Lane to 12th Ave. North and Patricia Lane to 7th St. North. | FIB- Sanitary Sewer | Completed | Not provided | Prior to 2010 | N/A | N/A | Hopkins Creek | N/A | 386000 | N/A | Jacksonville Beach | Not provided | Not provided | Not provided | 30.2986046147454 | -81.3991236016759
1716 | LSJT | City of Jacksonville Beach | N/A | JB-014 | Sewer System Replacement | Improve sewer system from 2nd St. North to 3rd St. North and from easement to 6th Avenue North; 3rd St. North from easement to 7th Avenue North. | FIB- Sanitary Sewer | Completed | Not provided | Prior to 2010 | N/A | N/A | Hopkins Creek | N/A | 88000 | N/A | Jacksonville Beach | Not provided | Not provided | Not provided | 30.2953428243941 | -81.3925555641059
1717 | LSJT | City of Neptune Beach | N/A | NB-045 | Gravity Sanitary Sewer Line Rehab In Bal Harbour Subdivision | Lined a portion of the 8” gravity main in Bal Harbour subdivision. (Note this may be a repeat of NB-053). | FIB- Sanitary Sewer | Canceled | Not provided | Prior to 2010 | N/A | N/A | Hopkins Creek | N/A | N/A | N/A | Neptune Beach | Not provided | Not provided | Not provided | 30.31582564 | -81.4026323
1985 | JESU | Seminole County | DEP/ SJRWMD | SC-01 | Cassel Creek RSF | RSF to treat water in the sub basin upstream. | Wet Detention Pond | Completed | 2012 | 2013 | 996 | 157 | N/A | 830 | 927531 | TBD | DEP/ SJRWMD | DEP - $612,045/ SJRWMD - $224,486 | S0540 | SG471AA | 28.642986 | -81.329776
1986 | JESU | Site 10 | City of Sanford | S10-01 | Credits for Missing BMPs | BMPs missing from the model from Site 10. | BMP Missing from Model | Completed | Not provided | 2017 | 1150 | 146 | N/A | 827 | N/A | N/A | City of Sanford | N/A | N/A | Not provided | 28.760699 | -81.161774
1987 | JESU | City of Sanford | Not provided | S-07 | Credits for Missing BMPs | BMPs missing from the model. | BMP Missing from Model | Completed | Not provided | 2017 | 353 | 327 | N/A | N/A | N/A | N/A | N/A | N/A | N/A | Not provided | Not provided | Not provided
1988 | JESU | City of Sanford | Not provided | S-06 | WWTP Reclaim Water Nutrient Reduction | Upgrade to WWTP treatment process that will reduce the concentration of TN from 20mg/L to 4 mg/L and TP from 4mg/L to 1 mg/L in the reclaimed water. 1 mgd delivered to Jesup Basin - 0.29 mgd to Site 10 and 0.71 mgd for irrigation. | WWTF Nutrient Reduction | Underway | Not provided | 2018 | 10966 | 2056 | N/A | 3800 | 16000000 | 100000 | DEP SRF | N/A | Not provided | Not provided | 28.776509 | -81.282411
1989 | JESU | City of Sanford | Not provided | S-05 | Pine Way Baffle Box | Installation of 2nd generation baffle box. | Baffle Boxes- Second Generation | Planned | TBD | TBD | 490 | 43 | N/A | N/A | 750000 | 15000 | TBD | TBD | N/A | Not provided | 28.749697 | -81.256588
1990 | JESU | City of Sanford | Not provided | S-04 | Cameron Baffle Box | Installation of 2nd generation baffle box. | Baffle Boxes- Second Generation | Planned | TBD | TBD | 261 | 24 | N/A | 242 | 500000 | 10000 | TBD | TBD | N/A | Not provided | 28.782446 | -81.216697
1991 | BACH | ECUA | N/A | ECUA-002 | Lakewood Phase II | 85 OSTDS - FIB connections. | FIB- OSTDS | Completed | Prior to 2011 | Prior to 2011 | N/A | N/A | 846C | N/A | 747263 | N/A | ECUA | Not provided | Not provided | Not provided | 30.401003 | -87.260379
1992 | BACH | Escambia County | N/A | Escambia County-095 | Jones Swamp Wetland Preserve Management Plan Development & Implementation | Jones Swamp Wetland Preserve Management Plan development & implementation. | FIB- Stormwater | Planned | Not provided | TBD | N/A | N/A | 846A | N/A | 400000 | Not provided | Not provided | Not provided | Not provided | N/A | 30.38782 | -87.31565
1993 | BACH | Escambia County | Florida Greenways & Trails | Escambia County-091 | Southwest Greenway 4th Extension | Construction of 1,800-foot elevated educational boardwalk west across Fairfield Dr. | FIB- Stormwater | Completed | Not provided | 2019 | N/A | N/A | 846A | N/A | 350000 | Not provided | Escambia County/ Florida Greenways & Trails | Escambia County - $150,000/ Florida Greenways & Trails - $200,000 | N/A | N/A | 30.39191 | -87.30689
456 | ORCR | City of Gainesville | FDOT/ SJRWMD | SWT02 | Depot Avenue Stormwater Park | Depot Avenue. 32-acre brownfield restoration site includes 11-acre wet detention pond developed within park. Reduce sediment load and nutrient loads. | Wet Detention Pond | Completed | 2003 | 2007 | 660.7 | 255.8 | Sweetwater Branch/ Paynes Prairie/ Alachua Sink Basin | 117.7 | 7162000 | N/A | SJRWMD/ Florida Legislature/ FDOT District 2/ City of Gainesville Stormwater Management Utility Fee | $5,027,500 | N/A | Not provided | 29.6438972945188 | -82.3232458263254
407 | ORCR | GRU | N/A | BACTERIA13 | GRU Wastewater Collection System Annual Operation and Maintenance | GRU wastewater collection system service area (115 square miles) including urban creek watersheds. GRU Wastewater Collection System Annual Operation and Maintenance to maintain system integrity. Minimizes possibility of wastewater release. | Sanitary Sewer and Wastewater Treatment Facility (WWTF) Maintenance | Ongoing | 2000 | N/A | Not provided | Not provided | Orange Creek Basin | N/A | 33712713 | 2052702.5882 | GRU Ratepayers | $1,183,231 | N/A | Not provided | 29.661208 | -82.374113
415 | ORCR | Marion County | N/A | MARION04 | Orange Creek Watershed Management Plan | Marion County OC Basin. The Watershed Management Plan (WMP) was initiated and the Floodplain Analysis completed in 2014. The Floodplain Level of Service, Surface Water Resource Assessment and Capital Projects Reports are still to be completed. | Study | Planned | 2007 | TBD | N/A | N/A | Orange Lake Basin | N/A | TBD | N/A | Marion County Stormwater Assessment | TBD | N/A | Not provided | 29.4569629866657 | -82.1715651375037
416 | ORCR | Marion County | N/A | MARION05 | Education Outreach | Orange Lake Basin. Education outreach activities within Marion County portion of Orange Lake Basin. | Education Efforts | Ongoing | Not provided | N/A | N/A | 31 | Orange Lake Basin | N/A | N/A | Not provided | Marion County | Not provided | N/A | Not provided | 29.4612723922784 | -82.1740683927397
417 | ORCR | GRU | N/A | BACTERIA08 | Slip Lining Projects | GRU wastewater collection system service area (115 square miles) including urban creek watersheds. Trenchless restoration of City of Gainesville's wastewater collection system through slip lining. | Sanitary Sewer and Wastewater Treatment Facility (WWTF) Maintenance | Ongoing | 1999 | N/A | Not provided | Not provided | Orange Creek Basin | N/A | N/A | 1152181.6875 | GRU Ratepayers | $3,104,936 | N/A | Not provided | 29.661208 | -82.374113
418 | ORCR | FWC | DEP Cooperative Aquatic Plant Management Program | OR14 | Orange Lake Tussock Harvesting | Essen Run, southeast section of Orange Lake. Mechanical harvesting of tussocks. Harvest 36 acres of tussocks from Orange Lake with upland disposal. Restores deep marsh habitat. Estimated 177,428 lbs TN and 3,836 lbs TP removal. | Aquatic Vegetation Harvesting | Completed | 2005 | 2005 | N/A | N/A | Orange Lake Basin | 36 | 346500 | N/A | FWC | $346,500 | N/A | Not provided | 29.4290759746332 | -82.1497442931242
419 | ORCR | ACEPD | City of Gainesville/ FDOT District 6 | ALACHUA14 | In-Stream Biological Monitoring in 2012-13 | Monitor to establish in-stream biological ecosystem health. Conduct stream condition index and Hester-Dendy sampling and reporting for Gainesville urban area streams. | Monitoring/Data Collection | Completed | Not provided | 2014 | N/A | N/A | Orange Creek Basin | N/A | 55000 | N/A | Gainesville Clean Water Partnership/ Alachua County/ City of Gainesville/ FDOT District 2 | Not provided | N/A | Not provided | 29.605 | -82.301
420 | ORCR | ACEPD | City of Gainesville/ FDOT District 5 | ALACHUA13 | Surface Water Nutrient Loading Assessment | Evaluate nutrient loading and determine the status of the urban streams and their receiving waters as it relates to nutrient impairment. | Study | Completed | 2016 | 2018 | N/A | N/A | Orange Creek Basin | N/A | 48800 | N/A | Gainesville Clean Water Partnership/ Alachua County/ City of Gainesville/ FDOT District 2 | Not provided | N/A | Not provided | 29.605 | -82.301
590 | LSJM | COJ/ FDOT MS4 | Not provided | COJ-113 | COJ MS4 FLS000012 | FDOT widening of I-95 from World Golf Village to Duval County line. | Wet Detention Pond | Completed | Not provided | Prior to 2008 | 521 | N/A | Marine | 537 | Not provided | Not provided | FDOT/ State Legislature | N/A | N/A | Not provided | 30.050443 | -81.497295
591 | LSJM | City of Green Cove Springs MS4 | Not provided | GCS-04 | GCS MS4 FLR04E103 | Cypress baffle box. | Baffle Boxes- First Generation | Completed | Not provided | Prior to 2008 | 33 | 13 | Freshwater | 125 | Not provided | Not provided | Not provided | Not provided | N/A | Not provided | Not provided | Not provided
592 | LSJM | COJ/ FDOT MS4 | FDOT | COJ-122b | COJ MS4 FLS000012 | FDOT water quality credit agreement. | Credit Trade | Completed | 2015 | 2015 | 23254 | N/A | Marine | N/A | N/A | N/A | N/A | N/A | N/A | Not provided | 30.3098124604 | -81.671008589
593 | LSJM | COJ/ FDOT MS4 | Not provided | COJ-122a | COJ MS4 FLS000012 | EPB Rule 3 - Lift Station Maintenance and SSO Reduction (Submitted as COJ-55 and renumbered to first available). | WWTF Upgrade | Completed | Not provided | 2012 | 5355 | N/A | Marine | N/A | Not provided | Not provided | Not provided | Not provided | Not provided | Not provided | 30.3098124604 | -81.671008589
594 | LSJM | COJ/ FDOT MS4 | Not provided | COJ-122 | COJ MS4 FLS000012 | Future projects and/or trades. | Stormwater System Upgrade | Planned | Not provided | 2023 | 181331 | N/A | Marine | N/A | Not provided | Not provided | FDOT/ State Legislature | N/A | N/A | Not provided | 30.3911494211 | -81.8468573147
595 | LSJM | COJ/ FDOT MS4 | Not provided | COJ-121 | COJ MS4 FLS000012 | Street sweeping. | Street Sweeping | Ongoing | Not provided | N/A | 5553 | N/A | Marine | N/A | Not provided | Not provided | FDOT/ State Legislature | N/A | N/A | Not provided | 30.3098124604 | -81.671008589
596 | LSJM | COJ/ FDOT MS4 | Not provided | COJ-120 | COJ MS4 FLS000012 | FDOT future projects and/or trade (fertilizer cessation). | Fertilizer Cessation | Completed | Not provided | 2008 | 40663 | N/A | Marine | N/A | Not provided | Not provided | FDOT/ State Legislature | N/A | N/A | Not provided | 30.2920524738 | -81.6028396543
597 | LSJM | COJ/ FDOT MS4 | Seminole Electric | COJ-119 | COJ MS4 FLS000012 | Atmospheric deposition load reduction – Seminole Electric SCR upgrade. | Industrial Facility Upgrades | Completed | 2006 | 2010 | 1692 | N/A | Marine | N/A | 176000000 | N/A | Not provided | N/A | N/A | N/A | 30.2920524738 | -81.6028396543
598 | LSJM | COJ/ FDOT MS4 | Not provided | COJ-118 | COJ MS4 FLS000012 | FDOT education efforts in COJ. | Education Efforts | Ongoing | Not provided | N/A | 3214 | N/A | Marine | N/A | Not provided | Not provided | FDOT/ State Legislature | N/A | N/A | Not provided | 30.3296748856 | -81.7018083463
427 | ORCR | FWC | N/A | OR28 | Orange Lake Habitat Enhancement Site Maintenance | Orange Lake. Control dense plant growth and tussocks at sites where previous habitat enhancement work has been done. Maintain beneficial rooted emergent and Submersed Aquatic Vegetation with good connectivity between limnetic and littoral habitats. | Wetland Restoration | Completed | 2016 | 2016 | N/A | N/A | Orange Lake Basin | N/A | N/A | 75000 | FWC Aquatic Habitat Restoration and Enhancement | $75,000 | N/A | Not provided | 29.4633994832183 | -82.1773905163332
428 | ORCR | ACEPD | City of Gainesville/ FDOT District 2/ SJRWMD | ALACHUA02-NEW | Water Quality Protection Public Education and Outreach | Public education to promote stormwater nutrient reduction to protect groundwater and surface water resources, stressing the importance of preventing non-point source pollution. | Education Efforts | Ongoing | 2002 | N/A | 299 | 33 | Newnans Lake Basin | N/A | N/A | 13333 | Gainesville Clean Water Partnership/ Alachua County/ City of Gainesville/ FDOT District 2/ SJRWMD | Not provided | N/A | Not provided | 29.6529435088051 | -82.2229800900091
429 | ORCR | FFS | Private Landowners | NUTRIENT03 | Silviculture BMP Implementation and Compliance | Silviculture BMPs are applied to industrial, public, and private forestlands. Developed in the 1970s as the minimum standards for protecting water quality on ongoing forestry activities. Projects include surveys, training, and technical assistance. | Agricultural BMPs | Ongoing | 1993 | N/A | Not provided | Not provided | Orange Creek Basin | N/A | Not provided | Not provided | Not provided | Not provided | N/A | Not provided | TBD | TBD
430 | ORCR | ACEPD | City of Gainesville/ FDOT District 2/ SJRWMD | ALACHUA02-ORANGE | Water Quality Protection Public Education and Outreach | Public education to promote stormwater nutrient reduction to protect groundwater and surface water resources, stressing the importance of preventing non-point source pollution. | Education Efforts | Ongoing | 2002 | N/A | N/A | 4 | Orange Lake Basin | N/A | N/A | 13333 | Gainesville Clean Water Partnership/ Alachua County/ City of Gainesville/ FDOT District 2/ SJRWMD | Not provided | N/A | Not provided | 29.4663705745384 | -82.1785502201736
431 | ORCR | FWC | DEP Cooperative Aquatic Plant Management Program | OR15 | Orange Lake Floating Tussock Control | Orange Lake. Control of floating tussocks by shredding. Provides for restoration of deep marsh habitat, protection of established emergent vegetation, and navigation. Improves fish and wildlife habitat and public recreation and navigation. | Wetland Restoration | Completed | 2005 | 2005 | N/A | N/A | Orange Lake Basin | N/A | 2252000 | N/A | DEP Cooperative Aquatic Plant Management Program | Not provided | N/A | Not provided | 29.4633994832183 | -82.1773905163332
432 | ORCR | ACEPD | DEP/ City of Gainesville/ FDOT District 2 | ALACHUA19 | Fertilizer Social Marketing Campaign | Implement social marketing campaign designed to reduce fertilizer use and to estimate resultant load reduction. Reduces nutrient sources in all watersheds. | Education Efforts | Underway | 2018 | 2021 | N/A | N/A | Orange Creek Basin | N/A | 435000 | N/A | DEP 319 Grant | DEP – $135,000 | NF033 | Not provided | 29.605 | -82.301
433 | ORCR | FWC | DEP Cooperative Aquatic Plant Management Program | OR12 | Orange Lake Frog's-bit Control | Northern sections of Orange Lake. Herbicide control of floating mats of frog's-bit in northern sections of Orange Lake. Restores deep marsh habitat. | Exotic Vegetation Removal | Completed | 2005 | 2005 | N/A | N/A | Orange Lake Basin | N/A | 31500 | N/A | FWC | $31,500 | N/A | Not provided | 29.483022167079 | -82.1946927455899
434 | ORCR | FWC | N/A | NEW27 | Littoral Zone Planting 2012 | Newnans Lake planting of 6,000 Paspalidium geminatum. | Shoreline Stabilization | Completed | 2012 | 2012 | N/A | N/A | Newnans Lake Basin | N/A | 2280 | N/A | FWC | $2,280 | N/A | Not provided | 29.6446627024341 | -82.2198067765831
435 | ORCR | FWC | N/A | NEW26 | Littoral Zone Planting and Management 2011 | Newnans Lake planting of 5,000 Paspalidium geminatum and management with herbicide of planting sites for pickerel weed and cupscale tussocks in habitat enhancement areas. | Shoreline Stabilization | Completed | 2011 | 2011 | N/A | N/A | Newnans Lake Basin | N/A | 1900 | N/A | FWC | $1,900 | N/A | Not provided | 29.6446627024341 | -82.2198067765831
436 | ORCR | FWC | N/A | NEW25 | Littoral Zone Planting 2009 | Newnans Lake. Planting of 7,500 Paspalidium geminatum. | Shoreline Stabilization | Completed | 2009 | 2009 | N/A | N/A | Newnans Lake Basin | N/A | 2250 | N/A | FWC | $2,250 | N/A | Not provided | 29.6446627024341 | -82.2198067765831
437 | ORCR | FWC | N/A | NEW24 | Littoral Zone Planting 2008 | Newnans Lake. Planting of 5,000 Paspalidium geminatum and 3,000 Schoenoplectus californicus. | Shoreline Stabilization | Completed | 2008 | 2008 | N/A | N/A | Newnans Lake Basin | N/A | 3000 | N/A | FWC | $3,000 | N/A | Not provided | 29.6446627024341 | -82.2198067765831
438 | ORCR | ACPCL | FCT/ North American Wetlands Conservation Act/ FRPP/ Private Donors | OR23 | Barr Hammock, Levy Prairie, Ledwith Lake Land Acquisitions | Between Wacahoota Road, I-75, SR 121 and Marion County Line/ Land acquisition - Barr Hammock Levy Prairie Ledwith Lake. | Land Acquisition | Completed | Not provided | 2014 | N/A | N/A | Orange Lake Basin | 5618 | 14712376 | N/A | Alachua County Forever Bond Proceeds/ Wild Spaces and Public Places Sales Tax/ FTC/ North American Wetlands Conservation Act/ FRPP/ Private Cost-Share | Wild Spaces Public Places Sales Tax – $4,026,614 | N/A | Not provided | 29.542607 | -82.348049
439 | ORCR | ACPCL | N/A | OR10 | Richardson Tract (River Styx) | River Styx. Land acquisition–Richards on NW corner of Orange lake to River Styx. Benefits are no increase in surface runoff of pollutants because of land use change, continued aquifer recharge and ecosystem/habitat preservation. | Land Acquisition | Canceled | Not provided | N/A | N/A | N/A | Orange Lake Basin | N/A | N/A | N/A | N/A | N/A | N/A | Not provided | TBD | TBD
440 | ORCR | ACPCL | SJRWMD | OR09 | Rayonier Land Tract (River Styx wetland) | River Styx. Land acquisition–Rayonier Tract River Styx. No increase in surface runoff of pollutants because of land use change, continued aquifer recharge and ecosystem/habitat preservation. | Land Acquisition | Completed | 2007 | 2008 | N/A | N/A | Orange Lake Basin | 1354 | 4603600 | N/A | Alachua County Forever Bond Proceeds/ SJRWMD Cost Share | Not provided | N/A | Not provided | 29.5419976636301 | -82.2259895285839
441 | ORCR | ACEPD | City of Gainesville/ Gainesville Regional Airport | NEW40 | Newnans Lake Improvement Initiative Phase I | Identify and prioritize cost effective restoration strategies to improve water quality in the headwaters of Newnans Lake. Perform pre-design studies focused phosphorus reduction in Little Hatchet Creek and Gum Root Swamp. | Study | Completed | 2016 | 2017 | N/A | N/A | Newnans Lake Basin | N/A | 456000 | N/A | DEP | Not provided | Not provided | Not provided | 29.6982724291812 | -82.2742335425944
599 | LSJM | COJ/ FDOT MS4 | Not provided | COJ-117 | COJ MS4 FLS000012 | FDOT stormwater education efforts in St. Johns County. | Education Efforts | Ongoing | Not provided | N/A | 629 | N/A | Marine | N/A | Not provided | Not provided | FDOT/ State Legislature | N/A | N/A | Not provided | 29.958696 | -81.4308763
600 | LSJM | COJ/ FDOT MS4 | Not provided | COJ-116 | COJ MS4 FLS000012 | FDOT SR 207 from SR 312 to US 1. | Wet Detention Pond | Completed | Not provided | Prior to 2008 | 376 | N/A | Marine | 536 | Not provided | Not provided | FDOT/ State Legislature | N/A | N/A | Not provided | Incompatible Point | Incompatible Point
601 | LSJM | COJ/ FDOT MS4 | Not provided | COJ-123 | COJ MS4 FLS000012 | LOC septic tank phase out projects. A portion of this calculation is estimated and may change in the future. | OSTDS Phase Out | Completed | Not provided | 2017 | 3652 | N/A | Marine | N/A | Not provided | Not provided | Not provided | Not provided | N/A | Not provided | 30.3098124604 | -81.671008589
602 | LSJM | COJ/ FDOT MS4 | Not provided | COJ-114 | COJ MS4 FLS000012 | FDOT widening of SR 16. | Wet Detention Pond | Completed | Not provided | Prior to 2008 | 48 | N/A | Marine | 68 | Not provided | Not provided | FDOT/ State Legislature | N/A | N/A | Not provided | 29.970833 | -81.503244
603 | LSJM | COJ/ FDOT MS4 | Not provided | COJ-124 | COJ MS4 FLS000012 | Better Jacksonville Plan septic tank phase out projects. Actual reductions calculated by neighborhood in COJ-052a through COJ-052f. | OSTDS Phase Out | Canceled | N/A | N/A | 6459 | N/A | Marine | N/A | Not provided | Not provided | Not provided | Not provided | N/A | Not provided | 30.3098124604 | -81.671008589
604 | LSJM | COJ/ FDOT MS4 | Not provided | COJ-112 | COJ MS4 FLS000012 | FDOT I-95 rest area reconstruction. | Wet Detention Pond | Completed | Not provided | Prior to 2008 | 37 | N/A | Marine | 52 | Not provided | Not provided | FDOT/ State Legislature | N/A | N/A | Not provided | 30.092841 | -81.497892
605 | LSJM | COJ/ FDOT MS4 | Not provided | COJ-111 | COJ MS4 FLS000012 | FDOT widening of I-95 from Flagler County line to SR 16. | Wet Detention Pond | Completed | Not provided | Prior to 2008 | 561 | N/A | Marine | 800 | Not provided | Not provided | FDOT/ State Legislature | N/A | N/A | Not provided | 29.9046286 | -81.4065163
606 | LSJM | COJ/ FDOT MS4 | Not provided | COJ-110 | COJ MS4 FLS000012 | FDOT widening of SR 207 from SR 15 (US 17) to CR 207. | Wet Detention Pond | Completed | Not provided | Prior to 2008 | 726 | N/A | Marine | 538 | Not provided | Not provided | FDOT/ State Legislature | N/A | N/A | Not provided | 29.714471 | -81.524105
607 | LSJM | COJ/ FDOT MS4 | Not provided | COJ-109 | COJ MS4 FLS000012 | LOC septic tank phase out projects. | Wet Detention Pond | Completed | Not provided | Prior to 2008 | 143 | N/A | Marine | 106 | Not provided | Not provided | FDOT/ State Legislature | N/A | N/A | Not provided | 29.714471 | -81.524105
608 | LSJM | COJ/ FDOT MS4 | Not provided | COJ-108 | COJ MS4 FLS000012 | FDOT widening of SR 207. | Wet Detention Pond | Completed | Not provided | Prior to 2008 | 15 | N/A | Marine | 12 | Not provided | Not provided | FDOT/ State Legislature | N/A | N/A | Not provided | 29.780316 | -81.429149
609 | LSJM | COJ/ FDOT MS4 | Not provided | COJ-107 | COJ MS4 FLS000012 | FDOT SR 5/ US 1 (209516-3-52-01). | Wet Detention Pond | Completed | Not provided | Prior to 2008 | 22 | N/A | Marine | 27 | Not provided | Not provided | FDOT/ State Legislature | N/A | N/A | Not provided | 30.2329465204 | -81.5933260939
610 | LSJM | COJ/ FDOT MS4 | Not provided | COJ-106 | COJ MS4 FLS000012 | FDOT JTB/ I-95 Ramp (40-031-18233-6). | Wet Detention Pond | Completed | Not provided | Prior to 2008 | 44 | N/A | Marine | 54 | Not provided | Not provided | FDOT/ State Legislature | N/A | N/A | Not provided | 30.2495575397 | -81.5927592345
611 | LSJM | COJ/ FDOT MS4 | Not provided | COJ-105 | COJ MS4 FLS000012 | FDOT Collins Rd. collector distributor. | Wet Detention Pond | Completed | Not provided | Prior to 2008 | 112 | N/A | Marine | 142 | Not provided | Not provided | FDOT/ State Legislature | N/A | N/A | Not provided | 30.2045189467 | -81.7709757567
612 | LSJM | COJ/ FDOT MS4 | Not provided | COJ-104 | COJ MS4 FLS000012 | FDOT Wonderwood Segment 3. | Wet Detention Pond | Completed | Not provided | Prior to 2008 | 55 | N/A | Marine | 69 | Not provided | Not provided | FDOT/ State Legislature | N/A | N/A | Not provided | 30.3638623074 | -81.436163537
613 | LSJM | COJ/ FDOT MS4 | Not provided | COJ-103 | COJ MS4 FLS000012 | FDOT Heckscher Dr/9A interchange-2 wet detention system (WDS). | Wet Detention Pond | Completed | Not provided | Prior to 2008 | 55 | N/A | Marine | 68 | Not provided | Not provided | FDOT/ State Legislature | N/A | N/A | Not provided | 30.4105961827 | -81.5661851729
614 | LSJM | COJ/ FDOT MS4 | Not provided | COJ-102 | COJ MS4 FLS000012 | FDOT Heckscher Dr/ 9A interchange-1dry retention system (DRS). | Dry Detention Pond | Completed | Not provided | Prior to 2008 | 196 | N/A | Marine | 103 | Not provided | Not provided | FDOT/ State Legislature | N/A | N/A | Not provided | 30.4133787791 | -81.5664382355
615 | LSJM | COJ/ FDOT MS4 | Not provided | COJ-115 | COJ MS4 FLS000012 | FDOT SR 207 from I-95 to SR 312. | Wet Detention Pond | Completed | Not provided | Prior to 2008 | 73 | N/A | Marine | 102 | Not provided | Not provided | FDOT/ State Legislature | N/A | N/A | Not provided | Incompatible Point | Incompatible Point
616 | LSJM | COJ/ FDOT MS4 | N/A | COJ-136 | COJ MS4 FLS000012 | FDOT 9B & US 1 Interchange. | Wet Detention Pond | Completed | Not provided | 2017 | 363 | N/A | Marine | 455 | N/A | N/A | FDOT/ State Legislature | N/A | N/A | Not provided | Not provided | Not provided
617 | LSJM | COJ/ FDOT MS4 | Not provided | COJ-042k | COJ MS4 FLS000012 | Lower Eastside Phase III Drainage Improvements (LSJR upstream Trout River). | Wet Detention Pond | Completed | 2018 | 2020 | TBD | N/A | Marine | 152 | 4782100 | Not provided | COJ | $6,382,000 | N/A | Not provided | 30.3911494211 | -81.8468573147
181 | OKLA | Howey-in-the Hills | N/A | HHILL01 | Education | Education outreach assigned 2.5 % credit for meeting MS4 permit requirements and 3 ordinances. | Education Efforts | Ongoing | Not provided | N/A | N/A | 2 | Lake Harris Basin | N/A | Not provided | Not provided | Howey-in-the Hills Public Services | Not provided | N/A | Not provided | 28.7242926061246 | -81.7558543143711
182 | OKLA | Howey-in-the Hills | LCWA | HAR27 | Baffle Box | Nutrient removing baffle box installed in urban area of city bordering Little Lake Harris. Collects drainage from US 19 highway. | Baffle Boxes- Second Generation | Completed | Not provided | Prior to 2019 | N/A | 10.7 | Lake Harris Basin | Not provided | Not provided | Not provided | LCWA | Not provided | N/A | Not provided | 28.7144904711323 | -81.7700955566075
183 | OKLA | Lake County | N/A | LC05-EUS | Support of Adopt-a-Lake Program | Adopt-a-Lake Countywide Program is an outreach program to residents of Lake County that enhances knowledge and awareness of stormwater management. Part of MS4 Phase II public education requirement. Replaces WAV Program. | Education Efforts | Ongoing | 2001 | N/A | N/A | 92.9 | Lake Eustis Basin | N/A | Not provided | 12000 | Lake County | Not provided | N/A | Not provided | 28.8495519330416 | -81.7275222325991
184 | OKLA | FDOT District 5 | N/A | DOT04-YALE | Education and Outreach Activities | Informational pamphlets and Illicit discharge notification. | Education Efforts | Ongoing | Not provided | N/A | N/A | 0.2 | Lake Yale Basin | N/A | Not provided | Not provided | Florida Legislature | Not provided | N/A | Not provided | 28.9159796249004 | -81.7365528474746
185 | OKLA | Lake County | N/A | LC05-LAP | Support of Adopt-a-Lake Program | Adopt-a-Lake Countywide Program is an outreach program to residents of Lake County that enhances knowledge and awareness of stormwater management. Part of MS4 Phase II public education requirement. Replaces WAV Program. | Education Efforts | Ongoing | 2001 | N/A | N/A | TBD | Lake Apopka Basin | N/A | Not provided | 12000 | Lake County | Not provided | N/A | Not provided | 28.6283612808692 | -81.6167496372767
186 | OKLA | FDOT District 5 | N/A | DOT01-PAL | FDOT Street Sweeping (E5Q71 Contract No) | Removal of debris and sediment from state maintained roadways. | Street Sweeping | Ongoing | 2014 | N/A | 57 | 37 | Palatlakaha River Basin | N/A | Not provided | Not provided | Florida Legislature | Not provided | N/A | Not provided | 28.558306229017 | -81.7969130718069
187 | OKLA | FDOT District 5 | N/A | DOT03-PAL | Fertilizer Cessation | Elimination of bulk fertilizer contracts. Reduction of TN/TP from elimination of fertilizer use along state highway system. | Fertilizer Cessation | Completed | N/A | 2005 | 1437 | 1437 | Palatlakaha River Basin | 99 | Not provided | Not provided | Florida Legislature | Not provided | N/A | Not provided | 28.5581778740552 | -81.7979417682411
188 | OKLA | FDOT District 5 | N/A | DOT04-PAL | Education and Outreach Activities | Informational pamphlets and Illicit discharge notification. | Education Efforts | Ongoing | Not provided | N/A | N/A | 0.1 | Palatlakaha River Basin | N/A | Not provided | Not provided | Florida Legislature | Not provided | N/A | Not provided | Not provided | Not provided
921 | LSJM | CCUA Aggregate | DEP/ SJRWMD | CCUA-04 | Mid-Clay Reclaimed Land Application and Recovery System | This project increases the capacity of the RIBs at CCUA Mid-Clay WWTF, allowing CCUA to land apply an additional 1.235 MGD of treated effluent which would otherwise be discharged into the St. Johns River. | WWTF Disposal Site | Completed | Not provided | 2015 | 6704 | 1670 | Marine | N/A | 2836095 | 6445 | SRF Loan/ SJRWMD Cost-Share Agreement | SJRWMD - $1,030,853/ SRF Loan - $1,735,142 | WW858050 | Not provided | 30.0539972222222 | -81.8009472222222
922 | LSJM | COJ/ FDOT MS4 | Not provided | COJ-006 | COJ MS4 FLS000012 | St. Augustine Rd. (Emerson to US 1) – Regional pond facilities. | Wet Detention Pond | Completed | Not provided | Prior to 2008 | 440 | N/A | Marine | 167 | Not provided | 7133 | Not provided | Not provided | N/A | Not provided | 30.2914892848 | -81.6436198777
923 | LSJM | CCUA Aggregate | Not provided | CCUA-02 | Miller St. WWTF FL0025151 | Reuse water upgrades including Spencer WWTP. | WWTF Upgrade | Completed | Not provided | 2011 | 35670 | N/A | Marine | N/A | 16255436.53 | 311360 | Not provided | Not provided | N/A | Not provided | 30.1776555555556 | -81.7140611111111
1658 | LSJT | FDOH | N/A | FDOH-004 | Application/Plan Review and Site Evaluations | FDOH performs plan review and site evaluation for each application received for OSTDS new construction, repair, or modification of existing system. | FIB- OSTDS | Completed | Not provided | Prior to 2009 | N/A | N/A | Newcastle Creek/ Hogan Creek/ Butcher Pen Creek/ Miller Creek/ Miramar Creek/ Big Fishweir Creek/ Deer Creek/ Terrapin Creek/ Goodbys Creek/ Open Creek | N/A | 600 | N/A | FDOH | Not provided | Not provided | Not provided | Not provided | Not provided
1667 | LSJT | City of Neptune Beach | N/A | NB-054 | Storm Sewer Rehabilitation in Driftwood Subdivision | Point repair of storm sewer in the Driftwood that was found to have offset joints. | FIB- Stormwater | Completed | 2015 | 2015 | N/A | N/A | Hopkins Creek | N/A | 36916.2 | N/A | Neptune Beach | Not provided | Not provided | Not provided | 30.32135011 | -81.40780628
1668 | LSJT | FDOT District 2 | N/A | FDOT-027 | Adopt-A-Highway Program | Allow individuals or groups (after receiving FDOT training) to adopt stretch of Rd. and collect trash and debris. | FIB- Stormwater | Ongoing | Not provided | N/A | N/A | N/A | Williamson Creek/ Fishing Creek/ Deep Bottom Creek/ Moncrief Creek/ Blockhouse Creek/ Hopkins Creek/ Cormorant Branch/ Wills Branch/ Middle Trout River/ Lower Trout River | N/A | N/A | Not provided | Florida Legislature | Not provided | Not provided | Not provided | 30.3621752667 | -81.6865615132
1669 | LSJT | FDOT District 2 | COJ | FDOT-018 | PIC Program | Identify and remove illicit connections if found to be truly illicit. | FIB- Stormwater | Ongoing | Not provided | N/A | N/A | N/A | Craig Creek/ McCoy Creek/ Williamson Creek/ Fishing Creek/ Deep Bottom Creek/ Moncrief Creek/ Blockhouse Creek/ Hopkins Creek/ Cormorant Branch/ Wills Branch/ Sherman Creek/ Greenfield Creek/ Pottsburg Creek/ Middle Trout River/ Lower Trout River | N/A | N/A | 37605 | Florida Legislature/ COJ | Not provided | Not provided | Not provided | 30.3289802571 | -81.6991135181
1670 | LSJT | FDOT District 2 | COJ | FDOT-019 | PIC Program | Identify and remove illicit connections if found to be truly illicit. | FIB- Stormwater | Ongoing | Not provided | N/A | N/A | N/A | McCoy Creek/ Fishing Creek/ Moncrief Creek/ Hopkins Creek/ Pottsburg Creek/ Williamson Creek/ Blockhouse Creek/ Cormorant Creek/ Sherman Creek/ Middle Trout River/ Lower Trout River/ Greenfield Creek-Freshwater/ Greenfield Creek-Marine | N/A | N/A | 37605 | Florida Legislature/ COJ | Not provided | Not provided | Not provided | 30.3289802571 | -81.6991135181
1671 | LSJT | FDOT District 2 | COJ | FDOT-020 | Routine Surface Water Sampling | Carry out NPDES permit-related quarterly water quality sampling. | FIB- Source Identification Activities | Ongoing | Not provided | N/A | N/A | N/A | Craig Creek/ McCoy Creek/ Williamson Creek/ Fishing Creek/ Deep Bottom Creek/ Moncrief Creek/ Blockhouse Creek/ Hopkins Creek/ Cormorant Branch/ Wills Branch/ Sherman Creek/ Greenfield Creek/ Pottsburg Creek/ Middle Trout River/ Lower Trout River | N/A | N/A | 22546 | Florida Legislature/ COJ | Not provided | Not provided | Not provided | 30.2941684228 | -81.6419717476
1672 | LSJT | FDOT District 2 | COJ | FDOT-021 | TAT Sampling | Conducted by COJ EQD to assess bacteria levels in stream and to help identify potential fecal bacteria sources. | FIB- Source Identification Activities | Ongoing | Not provided | N/A | N/A | N/A | Craig Creek/ McCoy Creek/ Williamson Creek/ Moncrief Creek | N/A | N/A | 22546 | Florida Legislature/ COJ | Not provided | Not provided | Not provided | 30.3289802571 | -81.6991135181
1673 | LSJT | FDOT District 2 | N/A | FDOT-022 | DCP Program | Connecting entity must certify that all discharges to FDOT MS4 are treated prior to connection. | FIB- Stormwater | Ongoing | Not provided | N/A | N/A | N/A | Craig Creek/ McCoy Creek/ Williamson Creek/ Fishing Creek/ Deep Bottom Creek/ Moncrief Creek/ Blockhouse Creek/ Hopkins Creek/ Cormorant Branch/ Wills Branch/ Sherman Creek/ Greenfield Creek/ Pottsburg Creek/ Middle Trout River/ Lower Trout River | N/A | N/A | 27151 | Florida Legislature | Not provided | Not provided | Not provided | 30.2941684228 | -81.6419717476
1802 | LSJT | JEA | N/A | JEA-034 | Dumpster Inspection Program | Develop inspection program for dumpster areas and behind restaurants, convenience stores, and grocery stores. | FIB- Sanitary Sewer | Completed | 2014 | 2015 | N/A | N/A | BMAP I Tributaries | N/A | N/A | N/A | JEA | N/A | N/A | N/A | 30.361598 | -81.582072
1803 | LSJT | JEA | N/A | JEA-046 | CMOM Program | Program aimed at reducing SSOs and preserving wastewater infrastructure. Resiliency efforts systemwide include the additional purchase of 103 fixed generators and 48 fixed and 12 portable pumps through 2020. | FIB- Sanitary Sewer | Ongoing | 2009 | N/A | N/A | N/A | Craig Creek/ McCoy Creek/ Williamson Creek/ Fishing Creek/ Deep Bottom Creek/ Moncrief Creek/ Blockhouse Creek/ Cormorant Branch/ Wills Branch/ Greenfield Creek/ Pottsburg Creek/ Middle Trout River/ Lower Trout River | N/A | 11592830 | 11592831 | JEA | $11,592,830 | N/A | N/A | 30.361598 | -81.582072
1659 | LSJT | City of Neptune Beach | N/A | NB-057 | Sanitary Sewer Rehabilitation on Forest Avenue | Rebuild a sanitary sewer manhole adjacent to Hopkins Creek. | FIB- Sanitary Sewer | Completed | 2015 | 2015 | N/A | N/A | Hopkins Creek | N/A | 13205 | N/A | Neptune Beach | Not provided | Not provided | Not provided | 30.31492262 | -81.41033024
1660 | LSJT | City of Neptune Beach | N/A | NB-058 | Bal Harbour Sanitary Sewer Improvements | Sewer rehabilitation and replacement in the Bal Harbour neighborhood. | FIB- Sanitary Sewer | Completed | 2014 | 2015 | N/A | N/A | Hopkins Creek | N/A | 1000000 | N/A | Neptune Beach | Not provided | Not provided | Not provided | 30.31709912 | -81.40262425
1661 | LSJT | City of Neptune Beach | N/A | NB-059 | 400 and 500 Block Sanitary sewer Improvements | Sewer rehabilitation and replacement of approximately 50 % of the 400 and 500 block area south of Florida Blvd. | FIB- Sanitary Sewer | Completed | 2015 | 2019 | N/A | N/A | Hopkins Creek | N/A | 1500000 | N/A | Neptune Beach | Not provided | Not provided | Not provided | 30.31054168 | -81.39811814
1662 | LSJT | City of Neptune Beach | N/A | NB-060 | Participate in TAT Calls and Efforts | Continue participation in the TAT coordination calls and other TAT efforts. | FIB- Source Identification Activities | Ongoing | 2008 | N/A | N/A | N/A | Hopkins Creek | N/A | N/A | Not provided | Neptune Beach | Not provided | Not provided | Not provided | 30.31453362 | -81.3987726
1452 | LSJT | City of Jacksonville | N/A | COJ-138 | Illicit Water Discharge | CARE initiated inspection. | FIB- Stormwater | Ongoing | Not provided | N/A | N/A | N/A | Craig Creek/ McCoy Creek/ Williamson Creek/ Fishing Creek/ Deep Bottom Creek/ Moncrief Creek/ Blockhouse Creek/ Hopkins Creek/ Cormorant Creek/ Wills Branch/ Sherman Creek/ Pottsburg Creek/ Middle Trout River/ Lower Trout River | N/A | 39037 | N/A | COJ | Not provided | Not provided | Not provided | 30.2941684228 | -81.6419717476
1453 | LSJT | City of Neptune Beach | N/A | NB-018 | Penman Terrace Lift Station renovation | Upgrade and rehabilitate existing wet well. | FIB- Sanitary Sewer | Completed | Not provided | Prior to 2010 | N/A | N/A | Hopkins Creek | N/A | 5000 | N/A | Neptune Beach | Not provided | Not provided | Not provided | 30.31851614 | -81.41072452
1795 | LSJT | JEA | N/A | JEA-041 | Pump Station Class I/II Rebuilding | Repair or replace components of existing pump stations. | FIB- Sanitary Sewer | Completed | 2009 | 2010 | N/A | N/A | Craig Creek/ McCoy Creek/ Fishing Creek/ Greenfield Creek/ Middle Trout River/ Lower Trout River/ Deep Bottom Creek/ Wills Branch/ Moncrief Creek/ Pottsburg Creek/ Cormorant Branch/ Moncrief Creek-Freshwater/ Moncrief Creek- Marine/ Pottsburg Creek-Freshw | N/A | TBD | TBD | JEA | TBD | N/A | N/A | 30.361598 | -81.582072
1796 | LSJT | JEA | N/A | JEA-040 | Force Main Discharge Manholes Inspection and Repair | Inspection, repair and rehabilitation of manholes which receive force main discharge. These manholes are subjected to increased deterioration due to higher concentrations of sewer gasses associated with pressurized discharge of sewage. | FIB- Sanitary Sewer | Ongoing | 2009 | N/A | N/A | N/A | Craig Creek/ McCoy Creek/ Williamson Creek/ Fishing Creek/ Deep Bottom Creek/ Moncrief Creek/ Blockhouse Creek/ Cormorant Branch/ Wills Branch/ Greenfield Creek/ Pottsburg Creek/ Middle Trout River/ Lower Trout River | N/A | 466576 | 466576 | JEA | $466,576 | N/A | N/A | 30.361598 | -81.582072
1797 | LSJT | JEA | N/A | JEA-039 | Pump Station SCADA Upgrades | Retrofit completed in 2004; all stations constructed since have SCADA installed. | FIB- Sanitary Sewer | Completed | 2009 | 2010 | N/A | N/A | Craig Creek/ McCoy Creek/ Williamson Creek/ Fishing Creek/ Deep Bottom Creek/ Moncrief Creek/ Blockhouse Creek/ Cormorant Branch/ Wills Branch/ Greenfield Creek/ Pottsburg Creek/ Middle Trout River/ Lower Trout River | N/A | 22000000 | 22000000 | JEA | $22,000,000 | N/A | N/A | 30.361598 | -81.582072
714 | LSJM | St. Johns County Non-MS4 | Not provided | SJC-23 | SJC Non-MS4 | Slow release fertilizer ordinance. Credits under SJC-21. | Regulations, Ordinances, and Guidelines | Completed | 2000 | 2010 | N/A | N/A | Marine | N/A | N/A | N/A | N/A | N/A | N/A | N/A | 29.937157 | -81.507326
715 | LSJM | St. Johns County Non-MS4 | Not provided | SJC-22 | SJC Non-MS4 | Proposed LID ordinance, originating from Environmental Division. | Regulations, Ordinances, and Guidelines | Canceled | 2007 | N/A | N/A | N/A | Marine | N/A | N/A | N/A | N/A | N/A | N/A | N/A | N/A | N/A
716 | LSJM | St. Johns County Non-MS4 | Not provided | SJC-21 | SJC Non-MS4 | Stormwater education. | Education Efforts | Ongoing | Not provided | N/A | 1082 | N/A | Marine | N/A | N/A | 20000 | Not provided | Not provided | N/A | N/A | Not provided | Not provided
717 | LSJM | St. Johns County Non-MS4 | Not provided | SJC-18 | SJC Non-MS4 | Greenbriar Rd. paving/ improvements. | Wet Detention Pond | Completed | 1998 | 1999 | 73 | N/A | Marine | 40 | 500000 | N/A | Transportation Trust Fund | Not provided | N/A | N/A | 30.0578155178892 | -81.6300436064988
718 | LSJM | St. Johns County Non-MS4 | Not provided | SJC-17b | SJC Non-MS4 | Algal initiative –Masters Tract RST facility. | Regional Stormwater Treatment | Completed | 2010 | 2017 | 609 | N/A | Marine | 1475 | 2600000 | 6000 | DEP 319/ SJRWMD | $2,600,000 | N/A | 27440/ 28081 | 29.6842387383952 | -81.4727794796496
719 | LSJM | St. Johns County MS4 | Not provided | SJC-17a | SJC MS4 FLR04E025 | Algal initiative –Masters Tract RST facility. | Regional Stormwater Treatment | Completed | 2010 | 2017 | 4109 | N/A | Marine | 1475 | Not provided | Not provided | DEP 319/ SJRWMD | $796,007 | G0393 | 27440/ 28081 | 29.6842387383952 | -81.4727794796496
1626 | LSJT | Naval Station Mayport | N/A | NSM-017 | Street Sweeping – Housing | Street sweep cul-de-sacs monthly in on-base and off-base housing areas. | FIB- Stormwater | Canceled | Not provided | N/A | N/A | N/A | Sherman Creek | Not provided | N/A | Not provided | Public Private Venture | Not provided | Not provided | Not provided | Not provided | Not provided
1627 | LSJT | FDOH | N/A | FDOH-015 | Walk the WBID Follow-Up | Address any action items identified as result of 2014 Walk the WBID. | FIB- Source Identification Activities | Completed | Not provided | Prior to 2009 | N/A | N/A | Countywide | N/A | Not provided | N/A | FDOH | Not provided | Not provided | Not provided | Not provided | Not provided
1076 | HILL | City of Plant City | N/A | CPC-014 | Non-MS4 Tributary Search for Illicit Connections | Prioritize segments of creeks based on land use and historical problems. Inspect priority segments annually or more often as needed to look for illicit connections on banks of tributary. | FIB- Stormwater | Ongoing | 2009 | N/A | N/A | N/A | Blackwater Creek/ Spartman Branch/ Baker Creek/ Flint Creek | N/A | N/A | TBD | Utilities Revenues | N/A | N/A | N/A | 28.009707 | -82.141251
1077 | HILL | City of Plant City | N/A | CPC-013 | Assistance with Sample Analysis | Assistance with BMAP monitoring for fecal coliform, with adjustments made as needed, and follow up on high counts per the HRTAT protocol. | FIB- Source Identification Activities | Ongoing | 2009 | N/A | N/A | N/A | Blackwater Creek/ Spartman Branch/ Baker Creek/ Flint Creek | N/A | N/A | TBD | Utilities Revenues | N/A | N/A | N/A | 28.009707 | -82.141251
1078 | HILL | City of Plant City | N/A | CPC-012 | Source Identification Follow Up | Assist DEP in following up on source identification results that indicate a human source. | FIB- Source Identification Activities | Ongoing | 2015 | N/A | N/A | N/A | Blackwater Creek/ Spartman Branch/ Baker Creek/ Flint Creek | N/A | N/A | TBD | Utilities Revenues | N/A | N/A | N/A | 28.009707 | -82.141251
1079 | HILL | Polk County | N/A | POLK-004 | Wastewater Residuals Management Ordinance | Ordinance 95-69 applies wastewater residuals management to unincorporated areas of Polk County. Canceled. Completed before TMDL POR. | FIB- Sanitary Sewer | Canceled | N/A | N/A | N/A | N/A | Blackwater Creek | N/A | 10000 | N/A | Polk County | N/A | N/A | Not provided | 28.086464 | -82.024711
1080 | HILL | City of Tampa | N/A | COT-042 | Rowlett Park Dr. Ditch Stabilization | An emergency project to rebuild the eroded drainage ditch and exposed water pipe at the outfall to the river. | FIB- Stormwater | Completed | Not provided | 2016 | N/A | N/A | Lower Hillsborough River | Not provided | 260000 | N/A | City of Tampa | Not provided | Not provided | Not provided | Not provided | Not provided
1328 | LSJT | City of Jacksonville | N/A | COJ-204 | Garden St. Drainage Improvements | Address flooding at intersection of Garden St. and Iowa Ave. | FIB- Stormwater | Completed | Not provided | 2011 | N/A | N/A | Middle Trout River | Not provided | 158170 | N/A | COJ | Not provided | Not provided | Not provided | 30.4196377018 | -81.8219210966
1372 | LSJT | City of Jacksonville | N/A | COJ-032 | La Moya Rd. Way Project (Main Stem COJ-041) | Wet detention. | FIB- Stormwater | Completed | Not provided | Prior to 2009 | N/A | N/A | Butcher Pen Creek | Not provided | Not provided | N/A | COJ | Not provided | Not provided | Not provided | 30.2598660209 | -81.7467730049
1373 | LSJT | City of Jacksonville | N/A | COJ-033 | Thin Vegetation at Mayfair Rd. and Bridgewater Rd. | Thin vegetation at Mayfair Rd. and Bridgewater Rd. | FIB- Stormwater | Completed | Not provided | 2010 | N/A | N/A | Miller Creek | N/A | Not provided | Not provided | COJ | Not provided | Not provided | Not provided | 30.3023686849 | -81.6284525957
1573 | LSJT | City of Atlantic Beach | N/A | AB-138 | Manhole Inspections and Rehabilitation | Rehabilitate manholes on Saturiba Dr. with fiberglass liners, and on Sea Oats with Spectrashield. | FIB- Sanitary Sewer | Completed | Not provided | 2014 | N/A | N/A | Sherman Creek | N/A | 52212 | N/A | Atlantic Beach | Not provided | Not provided | Not provided | Not provided | Not provided
1574 | LSJT | City of Atlantic Beach | Not provided | AB-123 | Sewer Line Upgrades | Rehabilitate sanitary sewer mains on Plaza Rd. from manholes 76-77 using CIPP. | FIB- Sanitary Sewer | Completed | Not provided | 2012 | N/A | N/A | Hopkins Creek | N/A | 7800 | N/A | Atlantic Beach | Not provided | Not provided | Not provided | Not provided | Not provided
1575 | LSJT | City of Atlantic Beach | N/A | AB-095 | Preventive SSO Investigations | Smoke test sewers in core city from Sherry Dr. to East Coast Dr. from Atlantic Blvd. to 12th St. | FIB- Sanitary Sewer | Completed | Not provided | Prior to 2010 | N/A | N/A | Sherman Creek | N/A | Not provided | N/A | Atlantic Beach | Not provided | Not provided | Not provided | Not provided | Not provided
1576 | LSJT | City of Atlantic Beach | N/A | AB-073 | Manhole Inspections and Rehabilitation | Carry out engineering analysis of failing manholes–Seminole Rd. area. | FIB- Sanitary Sewer | Completed | Not provided | Prior to 2010 | N/A | N/A | Sherman Creek | N/A | 2500 | N/A | Atlantic Beach | Not provided | Not provided | Not provided | Not provided | Not provided
1577 | LSJT | City of Atlantic Beach | N/A | AB-074 | Manhole Inspections and Rehabilitation | Line 5 manholes near Lift Station A– Palm Avenue. | FIB- Sanitary Sewer | Completed | Not provided | Prior to 2010 | N/A | N/A | Sherman Creek | N/A | 15000 | N/A | Atlantic Beach | Not provided | Not provided | Not provided | Not provided | Not provided
1578 | LSJT | City of Atlantic Beach | N/A | AB-075 | Manhole Inspections and Rehabilitation | Rehabilitate (Spectrashield) manholes on Sherry Dr. from Atlantic Blvd. to Plaza. | FIB- Sanitary Sewer | Completed | Not provided | Prior to 2010 | N/A | N/A | Sherman Creek | N/A | 11270 | N/A | Atlantic Beach | Not provided | Not provided | Not provided | Not provided | Not provided
1579 | LSJT | City of Atlantic Beach | N/A | AB-084 | Pump Station Inspections and Maintenance | Upgrade Lift Station H–2301 Mayport Rd.; new pumps and electrical. | FIB- Sanitary Sewer | Completed | Not provided | Prior to 2010 | N/A | N/A | Sherman Creek | N/A | 120281 | N/A | Atlantic Beach | Not provided | Not provided | Not provided | Not provided | Not provided
1580 | LSJT | City of Atlantic Beach | N/A | AB-085 | Pump Station Inspections and Maintenance | Upgrade Lift Station I–960 Park St.; new pumps and electrical. | FIB- Sanitary Sewer | Completed | Not provided | Prior to 2010 | N/A | N/A | Sherman Creek | N/A | 70281 | N/A | Atlantic Beach | Not provided | Not provided | Not provided | Not provided | Not provided
1241 | LSJT | City of Atlantic Beach | N/A | AB-079 | Pump Station Inspections and Maintenance | Rehabilitate wet well at lift station at Courtyards Apartments. | FIB- Sanitary Sewer | Completed | Not provided | Prior to 2010 | N/A | N/A | Sherman Creek | N/A | 19690 | N/A | Atlantic Beach | Not provided | Not provided | Not provided | Not provided | Not provided
1242 | LSJT | City of Jacksonville | N/A | COJ-278 | Helena St. | Storm sewer. | FIB- Stormwater | Completed | Not provided | 2014 | N/A | N/A | Moncrief Creek | Not provided | 12557 | N/A | COJ | Not provided | Not provided | Not provided | 30.3621752667 | -81.6865615132
1243 | LSJT | City of Jacksonville | N/A | COJ-074 | In-line Dry pond, Widen Downstream Channel | MSMP, construction schedule subject to funding. | FIB- Stormwater | Planned | Not provided | TBD | N/A | N/A | Big Fishweir Creek | Not provided | 2500000 | N/A | COJ | Not provided | Not provided | Not provided | 30.3013411899 | -81.7259016105
1244 | LSJT | City of Jacksonville | N/A | COJ-209 | Soutel/Bassett Drainage Improvements | Implement drainage improvements–drain pipe beyond pond is 1 foot too high. | FIB- Stormwater | Completed | Not provided | 2011 | N/A | N/A | Lower Trout River | Not provided | Not provided | N/A | COJ | Not provided | Not provided | Not provided | 30.4118618562 | -81.6806942495
1245 | LSJT | City of Neptune Beach | N/A | NB-001 | Septic Tank Phaseout | Implement Phaseouts along Acacia Rd., Bay Rd., Florida Blvd., Marsh Point Rd., Oleander Place, Rosewood Dr., Sherwood Lane, and Pine Place. | FIB- OSTDS | Completed | Not provided | Prior to 2010 | N/A | N/A | Hopkins Creek | N/A | 105000 | N/A | Neptune Beach | Not provided | Not provided | Not provided | 30.31453362 | -81.3987726
1246 | LSJT | City of Neptune Beach | N/A | NB-002 | Create GIS Mapping System Inventory Remaining Septic Tank Areas | Put together GIS mapping system and collect data to inventory remaining septic tank areas. | FIB- OSTDS | Completed | Not provided | 2011 | N/A | N/A | Hopkins Creek | N/A | 5000 | N/A | Neptune Beach | Not provided | Not provided | Not provided | 30.31453362 | -81.3987726
1393 | LSJT | City of Jacksonville | N/A | COJ-037 | Inwood Terrace Area | Relieve flooding by improving conveyances. | FIB- Stormwater | Completed | Not provided | Prior to 2009 | N/A | N/A | Miramar Creek | Not provided | 572000 | N/A | COJ | Not provided | Not provided | Not provided | 30.284859068 | -81.6510548236
1329 | LSJT | City of Jacksonville | N/A | COJ-205 | Allene Rd. Ditch Improvement | Address problem with eroding ditch that is flooding St. | FIB- Stormwater | Completed | Not provided | 2011 | N/A | N/A | Middle Trout River | N/A | Not provided | N/A | COJ | Not provided | Not provided | Not provided | 30.4196377018 | -81.8219210966
1330 | LSJT | City of Jacksonville | N/A | COJ-206 | Sherwood Forest Area | Implement project to reduce flooding. | FIB- Stormwater | Completed | Not provided | Prior to 2010 | N/A | N/A | Lower Trout River | Not provided | 3190400 | N/A | COJ | Not provided | Not provided | Not provided | 30.4118618562 | -81.6806942495
1331 | LSJT | City of Jacksonville | N/A | COJ-132 | Work Type: Structure Cleaning | CARE response and proactive MS4 maintenance work orders. | FIB- Stormwater | Ongoing | Not provided | N/A | N/A | N/A | BMAP I Basinwide | N/A | N/A | Not provided | COJ | Not provided | Not provided | Not provided | 30.3615976653 | -81.5820721716
1332 | LSJT | City of Neptune Beach | Developer | NB-008 | New Tara Court Lift Station | Install new lift station. | FIB- Sanitary Sewer | Completed | Not provided | Prior to 2010 | N/A | N/A | Hopkins Creek | N/A | 80000 | N/A | Developer | Not provided | Not provided | Not provided | 30.31112983 | -81.41846806
1333 | LSJT | City of Jacksonville | N/A | COJ-105 | Washburn Rd. Drainage | Drainage improvement. | FIB- Stormwater | Completed | Not provided | 2014 | N/A | N/A | Open Creek | Not provided | 35949 | Not provided | COJ | Not provided | Not provided | Not provided | 30.2675530484 | -81.4540747131
1334 | LSJT | City of Jacksonville | N/A | COJ-208 | Riverview North (Main Stem COJ-048c) | Implement wet detention/flood control project. | FIB- Stormwater | Completed | Not provided | Prior to 2010 | N/A | N/A | Lower Trout River | Not provided | 1646045 | 2843 | COJ | Not provided | Not provided | Not provided | 30.4118618562 | -81.6806942495
1335 | LSJT | City of Jacksonville | N/A | COJ-091 | 1290 Menna Dr. | Pipe replacement. | FIB- Stormwater | Completed | Not provided | 2014 | N/A | N/A | Big Fishweir Creek | N/A | 46349 | N/A | COJ | Not provided | Not provided | Not provided | 30.3013411899 | -81.7259016105
1336 | LSJT | City of Jacksonville | N/A | COJ-092 | 1748 Harkisheimer Dr. | Drainage improvement. | FIB- Stormwater | Completed | Not provided | 2014 | N/A | N/A | Big Fishweir Creek | Not provided | 49225 | Not provided | COJ | Not provided | Not provided | Not provided | 30.3013411899 | -81.7259016105
358 | OKLA | City of Ocoee | Not provided | OCOEE01 | Street Sweeping | Streets are swept daily; All Debris collected from street sweeping activities are sent to landfill, Northwest Ditch Basin portion plus some private communities within the BMAP make up approximately 20% of the approx. 600 tons collected. | Street Sweeping | Ongoing | Not provided | N/A | 313 | 201 | Lake Apopka Basin | N/A | N/A | Not provided | Not provided | Not provided | N/A | Not provided | 28.6322618657466 | -81.622147484031
359 | OKLA | City of Ocoee | Developer | LAP39 | Ocoee Crown Point Subdivision | Retention BMPs. | On-line Retention BMPs | Completed | N/A | 2017 | N/A | N/A | Lake Apopka Basin | N/A | N/A | N/A | N/A | N/A | N/A | Not provided | 28.6024125363546 | -81.5625815344538
360 | OKLA | City of Ocoee | Developer | LAP43 | Eagles Creek Subdivision | Retention BMPs at Ocoee-Apopka Rd and Fullers Cross Road. | On-line Retention BMPs | Completed | N/A | 2017 | N/A | N/A | Lake Apopka Basin | N/A | N/A | N/A | N/A | N/A | N/A | Not provided | 28.5938089815626 | -81.5510315882756
361 | OKLA | City of Ocoee | Developer | LAP40 | Renaissance Charter School | Retention BMPs at West Road, Ocoee. | On-line Retention BMPs | Completed | N/A | 2017 | N/A | N/A | Lake Apopka Basin | N/A | N/A | N/A | N/A | N/A | N/A | Not provided | 28.6037560632338 | -81.5461675454891
362 | OKLA | City of Ocoee | Developer | LAP41 | Arbors at Crown Point Subdivision | Retention BMPs at Fountain Rd - West Road. | On-line Retention BMPs | Completed | N/A | 2017 | N/A | N/A | Lake Apopka Basin | N/A | N/A | N/A | N/A | N/A | N/A | Not provided | 28.6060994409411 | -81.545442188421
363 | OKLA | City of Minneola | N/A | MINN01 | Education Outreach | Implement MS4 permit outreach requirements for 1 % credit. | Education Efforts | Ongoing | Not provided | N/A | N/A | 0.7 | Palatlakaha River Basin | N/A | Not provided | Not provided | City of Minneola Stormwater Fund | Not provided | N/A | Not provided | TBD | TBD
364 | ORCR | DEP | Sustainable Alachua County/ DEP/ City of Gainesville/ Alachua County/ GRU | OCB01 | Community Based Social Marketing Workshop | Orange Creek Basin. Three-day workshop composed of 1-day Introductory Workshop and 2-day Advanced Workshop to teach principles of social marketing and how to foster sustainable behavior. | Education Efforts | Completed | 2007 | 2007 | N/A | N/A | Orange Creek Basin | N/A | 25000 | N/A | EPA 319/ Local Support | Not provided | Not provided | Not provided | TBD | TBD
365 | ORCR | SJRWMD | N/A | NEW31 | Harvest of Rough Fish (Gizzard Shad) | Newnans Lake. Harvest of rough fish, largely gizzard shad. Removal of fish helps to export TP load from lake. One year of three year project Completed. 205,188 pounds of fish removed. | Fish Harvesting | Completed | 2010 | 2010 | N/A | N/A | Newnans Lake Basin | N/A | Not provided | N/A | Not provided | Not provided | N/A | Not provided | 29.6446627024341 | -82.2198067765831
366 | ORCR | SJRWMD | N/A | NEW09 | Nutrient Loading Estimation During Storm Event | Newnans Lake and Lochloosa Lake watersheds. This study measured nutrient loading into Newnans Lake and Lochloosa Lake via five tributaries during storms. | Study | Completed | Not provided | 2008 | N/A | N/A | Newnans Lake Basin | N/A | 198100 | N/A | Florida Legislature | Not provided | N/A | Not provided | 29.6446627024341 | -82.2198067765831
367 | ORCR | SJRWMD | N/A | OR01 | Development of PLRGs for Orange Lake | Orange Lake watershed. Development of science-based estimates of nutrient external load reductions needed to restore lakes to state water quality standards. | Study | Canceled | 2002 | TBD | N/A | N/A | Orange Lake Basin | N/A | 1000000 | N/A | North Caledonia/ SJRWMD | North Caledonia - $97,088/ SJRWMD - $291,262 | N/A | 33135 | TBD | TBD
522 | ORCR | ACPCL | N/A | AS07 | Bishop and Henderson | Land acquisition adjacent to Paynes Prairie. No increase in surface runoff of pollutants because of land use change, continued aquifer recharge and ecosystem/habitat preservation. | Land Acquisition | Completed | Not provided | 2006 | N/A | N/A | Sweetwater Branch/ Paynes Prairie/ Alachua Sink Basin | 25 | 225700 | N/A | Alachua County Forever Bond Proceeds | Not provided | N/A | Not provided | 29.6208848560302 | -82.3270097599791
523 | ORCR | ACEPD | N/A | BACTERIA01 | Bacterial Source Tracking | Bacterial source tracking by antibiotic resistance analysis (ARA) and discriminate ribotype analysis to determine sources of fecal indicator bacteria. | Monitoring/Data Collection | Completed | 2000 | 2003 | N/A | N/A | Tumblin Creek/ Sweetwater Branch/ Hogtown Creek Basins | N/A | 24600 | N/A | Alachua County | Not provided | N/A | Not provided | 29.669 | -82.334
524 | ORCR | ACEPD | City of Gainesville/ FDOT District 2 | BACTERIA02 | Fecal Coliform Source Assessment | Fecal coliform source assessment using expanded microbiological sampling and selected microbial source tracking techniques. | Monitoring/Data Collection | Completed | 2006 | 2007 | N/A | N/A | Tumblin Creek/ Sweetwater Branch/ Hogtown Creek Basins | N/A | 45000 | N/A | Gainesville Clean Water Partnership/ Alachua County/ City of Gainesville/ FDOT District 2 | Not provided | N/A | Not provided | 29.669 | -82.334
525 | ORCR | ACEPD | N/A | BACTERIA04 | Expanded Fecal Coliform Bacteria Monitoring | Expanded base flow fecal coliform monitoring to better identify stream segments in the Gainesville urban area with high bacterial counts. | Monitoring/Data Collection | Ongoing | 2003 | N/A | N/A | N/A | Tumblin Creek/ Sweetwater Branch/ Hogtown Creek Basins | N/A | N/A | 30000 | Alachua County | Not provided | N/A | Not provided | 29.669 | -82.334
526 | ORCR | ACEPD | N/A | SWT18 | Expanded Nutrient Monitoring Sweetwater Branch | Expanded nutrient monitoring of Sweetwater Branch to determine water quality and water level conditions in Sweetwater Branch on Paynes Prairie and Alachua Sink. | Monitoring/Data Collection | Completed | 2004 | 2004 | N/A | N/A | Sweetwater Branch/ Paynes Prairie/ Alachua Sink Basin | N/A | 5600 | N/A | Alachua County | Not provided | N/A | Not provided | TBD | TBD
527 | ORCR | ACPCL | FCT | SWT31 | Sweetwater Preserve | Paynes Prairie. Land acquisition–Sweetwater Preserve (north rim of Paynes Prairie) Benefits are no increase in surface runoff of pollutants because of land use change, continued aquifer recharge and ecosystem/habitat preservation. | Land Acquisition | Completed | Not provided | 2006 | N/A | N/A | Sweetwater Branch/ Paynes Prairie/ Alachua Sink Basin | 113 | 7703978 | N/A | Alachua County Forever Bond Proceeds/ FCT Cost Share | Not provided | N/A | Not provided | 29.6262068805378 | -82.3166879742391
528 | ORCR | ACPCL | N/A | NEW20 | Cox & Moore | Alachua County. Land acquisition. No increase in surface runoff of pollutants because of land use change, continued aquifer recharge and ecosystem/habitat preservation. | Land Acquisition | Completed | Not provided | 2013 | N/A | N/A | Newnans Lake Basin | 460 | 1400723 | N/A | Alachua County Forever Bond Proceeds/ Wild Spaces and Public Places Sales Tax | Not provided | N/A | Not provided | 29.7138374755645 | -82.2874419103042
1382 | LSJT | City of Jacksonville | N/A | COJ-042 | Freeman Rd. Failure Area – Septic Tank Phase Out | Phase out septic tanks in failure areas (also listed as part of larger LSJR Main Stem BMAP project). | FIB- OSTDS | Completed | Not provided | Prior to 2009 | N/A | N/A | Miramar Creek | N/A | Not provided | N/A | COJ | Not provided | Not provided | Not provided | 30.284859068 | -81.6510548236
1383 | LSJT | City of Jacksonville | N/A | COJ-043 | Inwood Terrace Failure Area – Septic Tank Phase Out | Phase out septic tanks in failure areas (also listed as part of larger LSJR Main Stem BMAP project). | FIB- OSTDS | Completed | Not provided | Prior to 2009 | N/A | N/A | Miramar Creek | N/A | Not provided | N/A | COJ | Not provided | Not provided | Not provided | 30.284859068 | -81.6510548236
1384 | LSJT | City of Jacksonville | N/A | COJ-044 | Emerson Failure Area – Septic Tank Phase Out | Phase out septic tanks in failure areas (also listed as part of larger LSJR Main Stem BMAP project). | FIB- OSTDS | Completed | Not provided | Prior to 2009 | N/A | N/A | Miramar Creek | N/A | Not provided | N/A | COJ | Not provided | Not provided | Not provided | 30.284859068 | -81.6510548236
1385 | LSJT | City of Jacksonville | N/A | COJ-045 | Hamilton at Jersey Outfall (Main Stem COJ-042) | Improve outfall to relieve flooding. | FIB- Stormwater | Completed | Not provided | 2015 | N/A | N/A | Big Fishweir Creek | Not provided | 2900000 | N/A | COJ | Not provided | Not provided | Not provided | 30.2888591663 | -81.7131541052
1386 | LSJT | City of Jacksonville | N/A | COJ-046 | Lakeshore Woodcrest (Main Stem COJ-029) | Wet detention. | FIB- Stormwater | Completed | Not provided | Prior to 2009 | N/A | N/A | Big Fishweir Creek | Not provided | Not provided | N/A | COJ | Not provided | Not provided | Not provided | 30.2888591663 | -81.7131541052
1387 | LSJT | City of Jacksonville | N/A | COJ-047 | Murray Hill Phase 1 | Baffle Box. | FIB- Stormwater | Completed | Not provided | Prior to 2009 | N/A | N/A | Big Fishweir Creek | Not provided | Not provided | Not provided | COJ | Not provided | Not provided | Not provided | 30.2888591663 | -81.7131541052
1913 | JESU | Orange County | N/A | OC-10 | Lake Killarney Inlet Baskets | CIB installation, operation, and maintenance - 6,000 lbs/yr collected. | Catch Basin Inserts/Inlet Filter Cleanout | Ongoing | 2011 | N/A | 1 | 1 | N/A | 62 | 38500 | 3960 | OC BOCC | Not provided | N/A | N/A | Not provided | Not provided
1914 | JESU | Orange County | City of Winter Park/ SJRWMD | OC-11 | Lake Killarney Sediment Inactivation | Surface treatments with alum bind nutrients to the sediments. | In Waterbody - Alum Injection System | Completed | 2016 | 2018 | 227 | 141 | N/A | 239 | 300000 | 0 | SJRWMD | $99,000 | 28089 | N/A | Not provided | Not provided
1915 | JESU | Orange County | N/A | OC-12 | Credits for Missing BMPs | BMPs missing from the model. | BMP Missing from Model | Completed | Not provided | 2017 | 548 | 28 | N/A | N/A | N/A | N/A | N/A | N/A | N/A | N/A | Not provided | Not provided
1916 | JESU | City of Orlando | N/A | ORL-19 | Street Sweeping | Sweep two times per month. 181,239.57 cubic feet of material collected. | Street Sweeping | Ongoing | 1977 | N/A | 95.315 | 72.228 | N/A | N/A | N/A | N/A | City of Orlando Stormwater Utility | N/A | N/A | N/A | 28.609946 | -81.267292
1917 | JESU | City of Orlando | N/A | ORL-25 | Educational Component | FYN, ordinances (fertilizer, landscape, irrigation, pet waste), PSAs, pamphlets, presentations, website, Illicit Discharge Program. | Education Efforts | Ongoing | 1989 | N/A | 16.9 | 1.6 | N/A | N/A | 51500 | N/A | City of Orlando Stormwater Utility | Not provided | N/A | N/A | Not provided | Not provided
1918 | JESU | City of Orlando | DEP | ORL-26 | Lake Concord Alum Treatment and Baffle Box | Construct alum injection system into an existing box culvert on N Hughey Ave to treat runoff from two subbasins within the Downtown Orlando area. | Stormwater - Alum Injection System | Completed | 2013 | 2014 | 4.9 | 1.1 | N/A | 87.8 | TBD | 9141 | DEP/ Stormwater Utility | $291,323 | TBD | N/A | 28.551078 | -81.382989
1919 | JESU | City of Lake Mary | N/A | LM-02 | Street Sweeping | 140,895 lbs/year of material removed. | Street Sweeping | Ongoing | 2017 | N/A | 29 | 18.3 | N/A | 6286 | Not provided | 13000 | City of Lake Mary Stormwater Fund | $13,000 | N/A | N/A | 28.756944 | -81.322778
1920 | JESU | City of Oviedo | Not provided | OV-06 | Enhanced Public Education | FYN; fertilizer ordinance, landscape, irrigation, and pet waste ordinances; Illicit Discharge Program, Adopt A Pond Program, Fats Oils & Grease ordinance. | Education Efforts | Ongoing | Not provided | N/A | 1399 | 112 | N/A | N/A | Not provided | Not provided | Not provided | Not provided | Not provided | Not provided | Not provided | Not provided
1921 | JESU | City of Casselberry | N/A | C-32 | Lake Concord Park (South Phase) | New development with wet detention. | Wet Detention Pond | Completed | 2015 | 2017 | 0.4 | 0 | N/A | 15.02 | 7324162 | N/A | Local | $7,324,162 | N/A | N/A | 28.6708222222222 | -81.3376
2561 | BIRL | City of Cocoa Beach | N/A | CB-24 | Minutemen/ Country Club Swale | Grass swale providing 0.66 inches of retention. | Grass Swales without Swale Blocks or Raised Culverts | Completed | 2001 | 2001 | 4.0634 | 0.70635 | B | 1.3682 | 1326 | 120 | City | $1,326 | N/A | N/A | 28.321172842 | -80.634906064
2562 | BIRL | City of Cocoa Beach | N/A | CB-23 | Banana River Retention | Dry detention pond providing 0.93 inches of retention. | Dry Detention Pond | Completed | 2000 | 2000 | 0.33175 | 0.063914 | B | 0.3066 | 6488 | 1500 | City | $6,488 | N/A | N/A | 28.343212664 | -80.613772528
1581 | LSJT | City of Atlantic Beach | N/A | AB-086 | Pump Station Inspections and Maintenance | Replace emergency generator at Lift Station C, 65 Donner Rd. | FIB- Sanitary Sewer | Completed | Not provided | Prior to 2010 | N/A | N/A | Sherman Creek | N/A | 24000 | N/A | Atlantic Beach | Not provided | Not provided | Not provided | Not provided | Not provided
1582 | LSJT | City of Atlantic Beach | N/A | AB-087 | Pump Station Inspections and Maintenance | Install SCADA system at all 19 lift stations in Sherman Creek watershed. | FIB- Sanitary Sewer | Completed | Not provided | Prior to 2010 | N/A | N/A | Sherman Creek | N/A | 130000 | N/A | Atlantic Beach | Not provided | Not provided | Not provided | Not provided | Not provided
1583 | LSJT | City of Atlantic Beach | N/A | AB-088 | Pump Station Inspections and Maintenance | Replace emergency generator at Lift Station A, 460 Palm Ave. | FIB- Sanitary Sewer | Completed | Not provided | Prior to 2010 | N/A | N/A | Sherman Creek | N/A | 27161 | N/A | Atlantic Beach | Not provided | Not provided | Not provided | Not provided | Not provided
1584 | LSJT | City of Atlantic Beach | N/A | AB-089 | Pump Station Inspections and Maintenance | Replace emergency generator at Lift Station B, 469 11th St. | FIB- Sanitary Sewer | Completed | Not provided | Prior to 2010 | N/A | N/A | Sherman Creek | N/A | 21507 | N/A | Atlantic Beach | Not provided | Not provided | Not provided | Not provided | Not provided
1751 | LSJT | City of Jacksonville Beach | N/A | JB-026 | Flood Control Capital Project | Implement project at 11th Avenue North from 16th St. North to Penman Rd. | FIB- Stormwater | Completed | Not provided | Prior to 2010 | N/A | N/A | Hopkins Creek | Not provided | 14000 | N/A | Jacksonville Beach | Not provided | Not provided | Not provided | 30.2980997726198 | -81.406913569728
1752 | LSJT | City of Jacksonville Beach | N/A | JB-050 | Sewer System Inspection | Maintain existing sewer system. | FIB- Sanitary Sewer | Ongoing | Not provided | N/A | N/A | N/A | Hopkins Creek | N/A | 62000 | N/A | Jacksonville Beach | Not provided | Not provided | Not provided | 30.2988975933916 | -81.4023085128355
2485 | BIRL | City of Cape Canaveral | N/A | CC-23 | Cherrie Down Park | Swale with biosorption activated media (BAM). | BMP Treatment Train | Canceled | N/A | N/A | N/A | N/A | N/A | N/A | N/A | N/A | N/A | N/A | N/A | N/A | N/A | N/A
2022 | BACH | ECHD | FDOH | ECHD-014 | Septic to Sewer Enforcement Program | Enforcement by notification and tracking of conversion compliance in Lakewood and Edgewater. | FIB- Source Identification Activities | Completed | 2005 | Prior to 2011 | N/A | N/A | Basinwide | N/A | N/A | Not provided | FDOH | Not provided | Not provided | Not provided | 30.405820 | -87.281062
189 | OKLA | FDOT District 5 | N/A | DOT01-TROUT | FDOT Street Sweeping (E5Q71 Contract No) | Removal of debris and sediment from state maintained roadways. | Street Sweeping | Ongoing | 2016 | N/A | 37 | 24 | Trout Lake Basin | N/A | Not provided | Not provided | Florida Legislature | Not provided | N/A | Not provided | 28.9237719284175 | -81.670715878776
190 | OKLA | FDOT District 5 | N/A | DOT02-TROUT | FDOT Swale Maintenance | Removal of debris and sediment from state maintained roadways swales | BMP Cleanout | Ongoing | 2016 | N/A | 39.063 | 5.24 | Trout Lake Basin | N/A | Not provided | Not provided | Florida Legislature | Not provided | N/A | Not provided | 28.9237719284175 | -81.670715878776
191 | OKLA | FDOT District 5 | N/A | DOT04-TROUT | Education and Outreach Activities | Informational pamphlets and Illicit discharge notification. | Education Efforts | Ongoing | Not provided | N/A | N/A | 0.2 | Trout Lake Basin | N/A | Not provided | Not provided | Florida Legislature | Not provided | N/A | Not provided | 28.8664807186344 | -81.6821135961996
192 | OKLA | FDOT District 5 | N/A | DOT03-YALE | Fertilizer Cessation | Elimination of bulk fertilizer contracts. Reduction of TN/TP from elimination of fertilizer use along state highway system. | Fertilizer Cessation | Completed | N/A | 2005 | 463 | 463 | Lake Yale Basin | 31.9 | Not provided | Not provided | Florida Legislature | Not provided | N/A | Not provided | 28.9098221972479 | -81.6777108269827
193 | OKLA | Lake County | N/A | DORA01 | Lake Dora Ave. Improvement Project | Repair of failing stormwater components and retrofit of baffle box treatment. | Hydrodynamic Separators | Completed | Not provided | 2003 | N/A | N/A | Lake Dora Basin | 7.5 | 127910 | Not provided | Lake County Stormwater Assessment | $127,910 | N/A | Not provided | 28.5438328975789 | -81.7753912984809
194 | OKLA | Lake County | LCWA/ DEP | EUS02 | Haynes Creek Park Retrofit | Improved drainage and retrofit of treatment using swale with ditch blocks. | Grass swales with swale blocks or raised culverts | Completed | Not provided | 2004 | N/A | 6.4 | Lake Eustis Basin | 8.2 | 109685 | Not provided | Lake County Stormwater Assessment/ LCWA/ DEP | Lake County Stormwater Assessment and LCWA – $54,842.5/ DEP – $54,842.5 | Not provided | Not provided | 28.8704500000777 | -81.7897100000049
195 | OKLA | Lake County | N/A | LC09-DORA | Catch Basin and Pipe Cleaning | Removal of sediments and nutrients from roadside catch basins and stormwater pipes. | BMP Cleanout | Ongoing | 2015 | N/A | 93 | 57 | Lake Dora Basin | N/A | N/A | 35000 | Lake County | Not provided | N/A | Not provided | TBD | TBD
196 | OKLA | Lake County | N/A | LC05-DORA | Support of Adopt-a-Lake Program | Adopt-a-Lake Countywide Program is an outreach program to residents of Lake County that enhances knowledge and awareness of stormwater management. Part of MS4 Phase II public education requirement. Replaces WAV Program. | Education Efforts | Ongoing | 2001 | N/A | N/A | 40.8 | Lake Dora Basin | N/A | Not provided | 12000 | Lake County | Not provided | N/A | Not provided | 28.7952756672458 | -81.6634091722553
197 | OKLA | Lake County | N/A | DORA43 | Lake Saunders Outfall Improvements | Repair of failing stormwater components and retrofit of treatment using swale with ditch blocks. | Grass swales with swale blocks or raised culverts | Completed | 2012 | 2015 | N/A | N/A | Lake Dora Basin | N/A | 775000 | Not provided | Lake County Stormwater MSTU | $775,000 | N/A | Not provided | 28.7966320149491 | -81.688553497025
198 | OKLA | Lake County | Not provided | DORA34 | Hwy 441 and Hwy 46 Stormtech Installation | Installed StormTech System: 100 linear feet in-line arrangements with "Isolator Rows" at each end for maintenance. | Exfiltration Trench | Completed | Not provided | 2010 | N/A | Not provided | Lake Dora Basin | Not provided | Not provided | Not provided | Not provided | Not provided | Not provided | Not provided | 28.7968407742385 | -81.6363001438386
199 | OKLA | Lake County | N/A | DORA18 | Vincent Drive Drainage Improvement | Lake Dora Basin. | Stormwater System Rehabilitation | Completed | Not provided | 2008 | N/A | Not provided | Lake Dora Basin | N/A | 10553 | Not provided | Lake County Stormwater MSTU | $10,553 | N/A | Not provided | 28.800470385691 | -81.6787963105913
200 | OKLA | Lake County | N/A | LAP27 | Montverde Boat Ramp Swale Improvement | Improvements made to swale system. | Grass swales without swale blocks or raised culverts | Canceled | N/A | N/A | N/A | N/A | Lake Apopka Basin | N/A | 100000 | N/A | N/A | N/A | N/A | Not provided | N/A | N/A
201 | OKLA | Lake County | N/A | DORA03 | Old Hwy 441 and Lake Dora | Deteriorating ditch and pipe system discharged stormwater from Old Hwy 441 to Lake Dora from north side of Lakeshore Drive. Upgrade of inlets and construction of wet detention pond to treat highway runoff. Reduce stormwater inputs to Lake Dora. | Wet Detention Pond | Completed | Not provided | 2003 | N/A | Not provided | Lake Dora Basin | N/A | 200000 | Not provided | Lake County Stormwater Assessment | $200,000 | N/A | Not provided | 28.5438964857108 | -81.7501395839848
202 | OKLA | Lake County | N/A | LAP28 | Shore Drive and Lake Blvd-Johns Lake Retrofit | Exfiltration and outfall improvements. | Exfiltration Trench | Completed | Not provided | 2008 | N/A | Not provided | Lake Apopka Basin | Not provided | 100000 | Not provided | Lake County Stormwater Assessment | $100,000 | N/A | Not provided | 28.5398354032018 | -81.6622946275224
203 | OKLA | Lake County | N/A | LC05-DEN | Support of Adopt-a-Lake Program | Adopt-a-Lake Countywide Program is an outreach program to residents of Lake County that enhances knowledge and awareness of stormwater management. Part of MS4 Phase II public education requirement. Replaces WAV Program. | Education Efforts | Ongoing | Not provided | N/A | N/A | 3.7478 | Lake Denham Basin | N/A | Not provided | 12000 | Lake County | Not provided | N/A | Not provided | TBD | TBD
204 | OKLA | Lake County | N/A | DORA14 | Lakes Dora, Beauclair, and Carlton Basin Study | Lake Carlton basin drainage evaluation, per county's stormwater program. Precursor to stormwater retrofit and restoration activities. | Study | Completed | Not provided | 2009 | N/A | N/A | Lake Carlton/ Lake Beauclair/ Lake Dora Basins | N/A | 200000 | N/A | Lake County Stormwater Assessment | $200,000 | N/A | Not provided | 28.8069846640138 | -81.6572279540882
205 | OKLA | Lake County | N/A | LC09-CARL | Catch Basin and Pipe Cleaning | Removal of sediments and nutrients from roadside catch basins and stormwater pipes. | BMP Cleanout | Ongoing | 2015 | N/A | 6 | 3 | Lake Carlton Basin | N/A | N/A | 35000 | Lake County | Not provided | N/A | Not provided | TBD | TBD
206 | OKLA | Lake County | N/A | LC05-CARL | Support of Adopt-a-Lake Program | Adopt-a-Lake Countywide Program is an outreach program to residents of Lake County that enhances knowledge and awareness of stormwater management. Part of MS4 Phase II public education requirement. Replaces WAV Program. | Education Efforts | Ongoing | 2001 | N/A | N/A | 0.7 | Lake Carlton Basin | N/A | Not provided | 12000 | Lake County | Not provided | N/A | Not provided | 28.7600130628131 | -81.6595190428356
207 | OKLA | Lake County | N/A | LC05-BCL | Support of Adopt-a-Lake Program | Adopt-a-Lake Countywide Program is an outreach program to residents of Lake County that enhances knowledge and awareness of stormwater management. Part of MS4 Phase II public education requirement. Replaces WAV Program. | Education Efforts | Ongoing | 2001 | N/A | N/A | 10.3 | Lake Beauclair Basin | N/A | Not provided | 12000 | Lake County | Not provided | N/A | Not provided | 28.7742220063088 | -81.6605387626972
208 | OKLA | Lake County | N/A | LC09-LAP | Catch Basin and Pipe Cleaning | Removal of sediments and nutrients from roadside catch basins and stormwater pipes. | BMP Cleanout | Ongoing | 2015 | N/A | Not provided | Not provided | Lake Apopka Basin | N/A | N/A | 35000 | Lake County | Not provided | N/A | Not provided | TBD | TBD
209 | OKLA | City of Clermont | LCWA | PAL25 | 12th St. and Lakeshore Dr. Stormwater Improvements | The project includes removing of 3,500 square feet of impervious area subject to vehicular traffic and construction of a dry retention pond to treat stormwater discharges from the 8.72-acre contributing basin. | On-line Retention BMPs | Completed | 2014 | 2014 | 45.63 | 7.2 | Palatlakaha River Basin | 8.72 | 227000 | Not provided | City of Clermont Stormwater Utility Fees/ LCWA | Not provided | N/A | Not provided | 28.5438328975789 | -81.7753912984809
311 | OKLA | FDOT District 5 | N/A | HAR11 | SR 500/US 441 – Basin 6 | Lake Harris, SR 500 - US 441 Leesburg - Basin 6. No increase in TP with road improvement. | On-line Retention BMPs | Completed | 2008 | Prior to 2007 | N/A | 4.5 | Lake Harris Basin | Not provided | Not provided | Not provided | Florida Legislature | Not provided | N/A | Not provided | 28.8292573023566 | -81.799832474927
312 | OKLA | City of Eustis | LCWA | EUS12 | Hazzard Ave. Retrofit | Divert stormwater runoff to wet retention pond via storm sewer retrofit for total treatment and storage. Divert stormwater runoff to the pond instead of discharge into Lake Eustis. | Wet Detention Pond | Completed | 2004 | 2004 | 67.95 | 14.02 | Lake Eustis Basin | 16.5 | 76539 | 1300 | LCWA/ City of Eustis | LCWA – $38,270/ City of Eustis – $38,270 | N/A | Not provided | 28.8570000005878 | -81.6789999999871
313 | OKLA | FDOT District 5 | N/A | DOT01-HAR | FDOT Street Sweeping (E5Q71 Contract No) | Removal of debris and sediment from state maintained roadways. | Street Sweeping | Ongoing | 2014 | N/A | 164 | 105 | Lake Harris Basin | N/A | Not provided | Not provided | Florida Legislature | Not provided | N/A | Not provided | 28.8066613548924 | -81.8742229955354
314 | OKLA | City of Eustis | LCWA/ Lake County | EUSTIS02-Yale | Education and Outreach Activities | Public service announcements on utility bills, pamphlets, website, illicit connection reporting. City adopted ordinances for, landscaping, fertilizer application, and pet waste management. Student and adult education programs. | Education Efforts | Ongoing | Not provided | N/A | N/A | 13.8 | Lake Yale Basin | N/A | Not provided | 2250 | City of Eustis Stormwater Utility Fee | Not provided | N/A | Not provided | 28.9169696463785 | -81.7350913178627
462 | ORCR | GRU | N/A | AS10 | Main Street Water Reclamation Facility Future Water Reuse | City of Gainesville. Design, permitting, and construction of upgrades for delivering public access to reclaimed water from Main Street WRF. | WWTF Diversion to Reuse | Completed | 2005 | 2007 | 463 | 21 | Sweetwater Branch/ Paynes Prairie/ Alachua Sink Basin | N/A | 1548000 | N/A | GRU Ratepayers | Not provided | N/A | Not provided | 29.635071 | -82.325339
463 | ORCR | GRU | N/A | AS13 | GRU Reclaimed Water Master Plan | City of Gainesville and Alachua County. Strategic planning effort to evaluate future reclaimed water alternatives that will impact options for meeting TMDL. Expanded reuse will reduce nutrient loading to Alachua Sink. | Study | Completed | 2006 | 2007 | N/A | N/A | Sweetwater Branch/ Paynes Prairie/ Alachua Sink Basin | N/A | 130106 | N/A | GRU Ratepayers | $130,106 | N/A | Not provided | Not provided | Not provided
464 | ORCR | GRU | N/A | AS16 | Paynes Prairie Sheetflow Restoration Evaluation of Main Street Water Reclamation Facility Upgrades | Paynes Prairie. Evaluate Main Street WRF treatment options and off line wetland performance and sizing in conjunction with proposed Paynes Prairie Sheetflow Restoration Project. | WWTF Upgrade | Completed | 2006 | 2007 | Not provided | 22671 | Sweetwater Branch/ Paynes Prairie/ Alachua Sink Basin | N/A | 2002631.7 | N/A | GRU Ratepayers | $2,002,632 | N/A | Not provided | 29.6170158 | -82.322552
834 | LSJM | COJ/ FDOT MS4 | Not provided | COJ-085 | COJ MS4 FLS000012 | FDOT Baymeadows from east of US 1 to SR 13. | Wet Detention Pond | Completed | Not provided | Prior to 2008 | 20 | N/A | Marine | 35 | Not provided | Not provided | FDOT/ State Legislature | N/A | N/A | Not provided | 30.2206624431 | -81.6022743732
835 | LSJM | Camp Blanding Non-MS4 | N/A | CB-01 | Camp Blanding | Regrade existing swale system (completed through 2013). | Grass Swales Without Swale Blocks or Raised Culverts | Completed | 2009 | 2013 | 1552 | N/A | Marine | N/A | Not provided | Not provided | Not provided | Not provided | N/A | N/A | 29.9519 | -81.9799
836 | LSJM | COJ/ FDOT MS4 | Not provided | COJ-071 | COJ MS4 FLS000012 | FDOT Southside (SR 115) Frontage Rd. | Wet Detention Pond | Completed | Not provided | Prior to 2008 | 7 | N/A | Marine | 8 | Not provided | Not provided | FDOT/ State Legislature | N/A | N/A | Not provided | 30.2288042755 | -81.5525948017
837 | LSJM | COJ/ FDOT MS4 | Not provided | COJ-056 | COJ MS4 FLS000012 | FDOT widening of Riverside Area. | Wet Detention Pond | Completed | Not provided | Prior to 2008 | 11 | N/A | Marine | 14 | Not provided | Not provided | FDOT/ State Legislature | N/A | N/A | Not provided | 30.3090725823 | -81.6951855798
838 | LSJM | COJ/ FDOT MS4 | Not provided | COJ-057 | COJ MS4 FLS000012 | FDOT widening of Merrill Rd. between Wompi Dr. and Milcoe Rd. | Wet Detention Pond | Completed | Not provided | Prior to 2008 | 46 | N/A | Marine | 58 | Not provided | Not provided | FDOT/ State Legislature | N/A | N/A | Not provided | 30.3525876215 | -81.5466984022
839 | LSJM | COJ/ FDOT MS4 | Not provided | COJ-058 | COJ MS4 FLS000012 | FDOT widening of Merrill Rd. between 9A and Wompi Dr. | Wet Detention Pond | Completed | Not provided | Prior to 2008 | 55 | N/A | Marine | 69 | Not provided | Not provided | FDOT/ State Legislature | N/A | N/A | Not provided | 30.3524971132 | -81.5501204875
840 | LSJM | COJ/ FDOT MS4 | Not provided | COJ-059 | COJ MS4 FLS000012 | FDOT widening of SR 13 to 6 Lane Divided Highway. | Wet Detention Pond | Completed | Not provided | Prior to 2008 | 139 | N/A | Marine | 174 | Not provided | Not provided | FDOT/ State Legislature | N/A | N/A | Not provided | 30.2129547914 | -81.6173107868
841 | LSJM | COJ/ FDOT MS4 | Not provided | COJ-060 | COJ MS4 FLS000012 | FDOT Beach Blvd. widening from Intracoastal Waterway to east of Penman. | Wet Detention Pond | Completed | Not provided | Prior to 2008 | 20 | N/A | Marine | 25 | Not provided | Not provided | FDOT/ State Legislature | N/A | N/A | Not provided | 30.288254793 | -81.4137916623
842 | LSJM | COJ/ FDOT MS4 | Not provided | COJ-061 | COJ MS4 FLS000012 | FDOT I-295 and SR 21 (Blanding) interchange upgrade. | Wet Detention Pond | Completed | Not provided | Prior to 2008 | 33 | N/A | Marine | 42 | Not provided | Not provided | FDOT/ State Legislature | N/A | N/A | Not provided | 30.1979182012 | -81.73908992
843 | LSJM | COJ/ FDOT MS4 | Not provided | COJ-062 | COJ MS4 FLS000012 | FDOT I-295 and SR 17 interchange expansion. | Wet Detention Pond | Completed | Not provided | Prior to 2008 | 77 | N/A | Marine | 96 | Not provided | Not provided | FDOT/ State Legislature | N/A | N/A | Not provided | 30.1928675661 | -81.7038766184
844 | LSJM | COJ/ FDOT MS4 | Not provided | COJ-063 | COJ MS4 FLS000012 | FDOT J. Turner Butler Blvd. (JTB)/Belfort Rd. interchange. | Wet Detention Pond | Completed | Not provided | Prior to 2008 | 123 | N/A | Marine | 155 | Not provided | Not provided | FDOT/ State Legislature | N/A | N/A | Not provided | 30.2518447409 | -81.584223413
845 | LSJM | COJ/ FDOT MS4 | Not provided | COJ-064 | COJ MS4 FLS000012 | FDOT Pine Avenue sidewalk. | Dry Detention Pond | Completed | Not provided | Prior to 2008 | 20 | N/A | Marine | 7 | Not provided | Not provided | FDOT/ State Legislature | N/A | N/A | Not provided | 30.4417197602 | -81.6988249586
846 | LSJM | COJ/ FDOT MS4 | Not provided | COJ-065 | COJ MS4 FLS000012 | FDOT 9A from Baymeadows Rd. to I-95. | Wet Detention Pond | Completed | Not provided | Prior to 2008 | 440 | N/A | Marine | 550 | Not provided | Not provided | FDOT/ State Legislature | N/A | N/A | Not provided | 30.2167323931 | -81.5170755879
847 | LSJM | COJ/ FDOT MS4 | Not provided | COJ-066 | COJ MS4 FLS000012 | FDOT widening of I-95 from St. Johns County line to 9A/I-295. | Wet Detention Pond | Completed | Not provided | Prior to 2008 | 141 | N/A | Marine | 175 | Not provided | Not provided | FDOT/ State Legislature | N/A | N/A | Not provided | 30.1090967772 | -81.506984435
848 | LSJM | COJ/ FDOT MS4 | Not provided | COJ-067 | COJ MS4 FLS000012 | FDOT widening of I-95 from I-295 to south of JTB. | Wet Detention Pond | Completed | Not provided | Prior to 2008 | 352 | N/A | Marine | 441 | Not provided | Not provided | FDOT/ State Legislature | N/A | N/A | Not provided | 30.2156756983 | -81.5660981828
249 | OKLA | City of Eustis | SJRWMD/ LCWA/ DEP | EUS28 | Downtown Stormwater Master Plan | Master plan for downtown City of Eustis including construction of pond off Grove St. and new stormwater lines along State Road 19. | Wet Detention Pond | Completed | 2012 | 2012 | N/A | 44.87 | Lake Eustis Basin | 32.8 | 6528473 | 1300 | City of Eustis/ SJRWMD/ LCWA/ DEP | City of Eustis – $2,679,411/ SJRWMD – $477,250/ LCWA – $1,312,605/ DEP – $1,000,000 | S0529 | Not provided | 28.86062836697 | -81.6829527528901
250 | OKLA | City of Eustis | LCWA | EUS27 | Bates Ave. Pond | Two ponds. South side pond treats Bates and northside from Cardinal. | Wet Detention Pond | Completed | 2012 | 2014 | N/A | 10.3 | Lake Eustis Basin | 20.4 | 250236 | 1300 | LCWA/ City of Eustis | LCWA – $75,119/ City of Eustis – $175,117 | N/A | Not provided | 28.8581091391491 | -81.6640367017512
251 | OKLA | City of Eustis | LCWA/ DEP | EUS24 | North Bay St. and Clifford Ave. Retrofit | Stormwater retrofit. Divert stormwater runoff to dry detention pond via storm sewer retrofit for total treatment and storage. Divert stormwater runoff to the pond instead of discharge into Lake Eustis. | Dry Detention Pond | Completed | 2006 | 2007 | N/A | 51 | Lake Eustis Basin | 27 | 654500 | 1300 | LCWA/ City of Eustis | LCWA – $327,250/ City of Eustis – $327,251 | N/A | Not provided | 28.8560000005918 | -81.685999999982
252 | OKLA | City of Eustis | LCWA/ DEP/ SJRWMD | EUS23 | South Bay St. and Eustis St. Retrofit | Stormwater retrofit. Divert stormwater runoff to dry detention pond via storm sewer retrofit for total treatment and storage. Divert stormwater runoff to the pond instead of discharge into Lake Eustis. | Dry Detention Pond | Completed | 2006 | 2009 | N/A | 80 | Lake Eustis Basin | 42 | 650000 | 1300 | LCWA/ DEP/ SJRWMD | LCWA – $289,000/ DEP – $155,000/ SJRWMD – $206,001 | Not provided | Not provided | 28.8510000005911 | -81.6859999999866
253 | OKLA | City of Mount Dora | LCWA | DORA29 | Nutrient Separating Baffle Box at 3rd Ave. and McDonald St. | Installed Suntree 2nd generation NSBB at 3rd Ave. and McDonald St. System removes sand and debris from stormwater runoff before entering Lake Dora. | Baffle Boxes- Second Generation | Completed | Not provided | 2012 | N/A | 4.8 | Lake Dora Basin | 5.18 | 45090 | Not provided | City of Mount Dora/ LCWA | City of Mount Dora – $22,545/ LCWA – $22,545 | N/A | Not provided | 28.798718350566 | -81.6467165101475
254 | OKLA | City of Eustis | N/A | EUS35 | Lakeview Ave. Sewer Line Replacement | Project will replace all damaged sewer lines removing TN seepage upstream from Lake Eustis. | Sanitary Sewer and Wastewater Treatment Facility (WWTF) Maintenance | Completed | Not provided | 2019 | N/A | N/A | Lake Eustis Basin | N/A | 2800000 | N/A | City of Eustis | $2,800,000 | N/A | Not provided | 28.891789241647 | -81.6768702678912
255 | OKLA | City of Eustis | N/A | EUS34 | Ferran Park Parking Lot | Parking lot was constructed along with its drainage. | Stormwater System Rehabilitation | Completed | 2014 | 2016 | N/A | N/A | Lake Eustis Basin | 0.55 | 350000 | 1300 | City of Eustis | Not provided | N/A | Not provided | 28.8530595915993 | -81.6864608527434
256 | OKLA | City of Clermont | LCWA | PAL28 | 12th St. Stormwater Improvements | Removal of pavement and construction of a dry retention pond to treat stormwater discharges to Lake Minnehaha. | On-line Retention BMPs | Canceled | N/A | 2015 | N/A | N/A | Palatlakaha River Basin | N/A | 250000 | N/A | N/A | N/A | N/A | Not provided | N/A | N/A
257 | OKLA | City of Clermont | N/A | PAL07 | Storm Drain Marking | Storm Drain Marking: Signs were placed on all inlets in the city with direct discharge to a lake. Signs were placed on 350 inlets. Discourages dumping of chemicals or other harmful substances in stormwater inlets. | Education Efforts | Ongoing | 2005 | N/A | N/A | N/A | Palatlakaha River Basin | N/A | 720 | N/A | City of Clermont Stormwater Utility Fees | $720 | N/A | Not provided | 28.5523 | -81.7685
258 | OKLA | City of Clermont | Not provided | PAL30 | Drew Ave. and East Ave. | Implementation of a treatment train to treat stormwater from 8.77 acres contributing to Lake Minnehaha. Street sweeping, nutrient separating baffle box, and underground retention upstream of two outfalls. | BMP Treatment Train | Completed | Not provided | 2017 | 61.6 | 7.7 | Palatlakaha River Basin | 8.77 | Not provided | Not provided | Not provided | Not provided | Not provided | Not provided | 28.5448426871079 | -81.7548897293863
266 | OKLA | City of Mount Dora | LCWA | DORA24 | Nutrient Separating Baffle Box at Grandview St. and Johns St. | Installed nutrient separating baffle box at the corner of Grandview and Johns St. including an upflow filter to remove dissolved nutrients. System treats stormwater runoff entering Lake Dora. Public education sign with removal tally next to unit. | Baffle Boxes- Second Generation | Completed | Not provided | 2012 | N/A | 5 | Lake Dora Basin | 106 | 140125 | Not provided | City of Mount Dora/ LCWA | City of Mount Dora – $90,004/ LCWA – $50,121 | N/A | Not provided | 28.7905012950763 | -81.6402454277346
267 | OKLA | City of Mount Dora | LCWA | DORA23 | Flexstorm Inlet Filters | Installed inlet filters into curb inlets in the downtown area. Filters capture gross pollutants, leaves, trash, debris and some sand. 65 filters installed. | Catch Basin Inserts/Inlet Filter Cleanout | Completed | Not provided | 2010 | N/A | 15 | Lake Dora Basin | Not provided | Not provided | Not provided | City of Mount Dora/ LCWA | City of Mount Dora – 50 %/ LCWA – 50 % | N/A | Not provided | 28.7996255844184 | -81.6459676762998
268 | OKLA | City of Mount Dora | LCWA | DORA22 | Nutrient Separating Baffle Box at 4th Ave. and Lakefront | Installed 2nd Generation Nutrient Separating Baffle Box (NSBB) at 4th Ave at the lakefront on Lake Dora. Erosion blocks installed at outfall. Public education sign with removal tally placed next to unit. | Baffle Boxes- Second Generation | Completed | Not provided | 2009 | N/A | 6 | Lake Dora Basin | 13.44 | 69061 | Not provided | City of Mount Dora/ LCWA | City of Mt. Dora – $34,531/ LCWA – $34,531 | N/A | Not provided | 28.7996162974809 | -81.6473325067669
269 | OKLA | City of Mount Dora | LCWA | DORA21 | Ten Grate Inlet Skimmer Boxes | Ten Suntree grate inlet skimmer boxes installed within the city public works complex to remove sand and debris from paved areas. | Baffle Boxes- First Generation | Completed | Not provided | 2009 | N/A | Not provided | Lake Dora Basin | 2 | 10050 | Not provided | City of Mount Dora/ LCWA | City of Mount Dora – $5,025/ LCWA – $5,025 | N/A | Not provided | 28.8078273795339 | -81.6364642776123
270 | OKLA | City of Eustis | N/A | EUS32 | Sewer Master Lift Station Upgrade | The upgrade will include addition of the bar screen, fixture replacement and coating. | WWTF Upgrade | Completed | Not provided | 2019 | N/A | N/A | Lake Eustis Basin | N/A | Not provided | Not provided | City of Eustis | Not provided | N/A | Not provided | 28.8587888888886 | -81.6764305555557
271 | OKLA | City of Mount Dora | Lake County Public Works | DORA17 | Lake John – Dogwood Mountain Retrofit | Interlocal agreement between City of Mount Dora and Lake County Public Works. | Dry Detention Pond | Completed | Not provided | 2008 | N/A | Not provided | Lake Dora Basin | Not provided | 1203771 | Not provided | City of Mount Dora/ Lake County | City of Mount Dora – $698, 461/ Lake County – $505,310 | N/A | Not provided | 28.8164316631586 | -81.6497489285348
1026 | HILL | Hillsborough River Watershed Alliance | SWFWMD | HRWA-001 | HRWA | This nonprofit organization educates citizens on value of Hillsborough River watershed. Undertakes water quality runoff studies from various land uses along river. | FIB- Stormwater | Ongoing | Not provided | N/A | N/A | N/A | Lower Hillsborough River | N/A | N/A | 30000 | SWFWMD/ Multiple Sources | Not provided | Not provided | Not provided | Not provided | Not provided
1027 | HILL | Polk County | N/A | POLK-003 | Surface Water Protection Ordinance | Ordinance 88-04 regulates setbacks from waterways for installation of OSTDS. Canceled. Completed before TMDL POR. | FIB- OSTDS | Canceled | N/A | N/A | N/A | N/A | Blackwater Creek | N/A | 5000 | N/A | Polk County | N/A | N/A | Not provided | 28.086464 | -82.024711
1028 | HILL | Pasco County | SWFWMD | PASCO-002 | New River and Hillsborough River Watershed Management Plans in Pasco County | Ardaman and Associates developed a solid waste management master plan (SWMMP). Currently, $600,000 is available, with additional funding in 2007–08 and 2008–09. Water quality portion of plan will focus on existing TMDLs. | FIB- Stormwater | Completed | Not provided | 2009 | N/A | N/A | Pasco County | N/A | 1600000 | N/A | Pasco County/ SWFWMD | Not provided | N/A | Not provided | Not provided | Not provided
1389 | LSJT | City of Jacksonville | N/A | COJ-049 | Drainage Improvements to Arden St. | Arden St. floods private property. | FIB- Stormwater | Completed | Not provided | 2011 | N/A | N/A | Big Fishweir Creek | Not provided | Not provided | Not provided | COJ | Not provided | Not provided | Not provided | 30.3013411899 | -81.7259016105
1518 | LSJT | City of Jacksonville | N/A | COJ-135 | Ditch /Creek Regrade/Erosion/Clean | All maintenance activities presented were completed in response to CARE requests. Costs shown are limited to activities completed after release of work order system. | FIB- Stormwater | Ongoing | Not provided | N/A | N/A | N/A | Craig Creek/ McCoy Creek/ Williamson Creek/ Fishing Creek/ Deep Bottom Creek/ Moncrief Creek/ Blockhouse Creek/ Hopkins Creek/ Cormorant Creek/ Wills Branch/ Sherman Creek/ Greenfield Creek/ Pottsburg Creek/ Middle Trout River/ Lower Trout River | N/A | 541725.21 | N/A | COJ | Not provided | Not provided | Not provided | 30.2941684228 | -81.6419717476
1519 | LSJT | City of Jacksonville | N/A | COJ-136 | Lake or Pond Problem | All maintenance activities presented were completed in response to CARE requests. Costs shown are limited to activities completed after release of work order system. | FIB- Stormwater | Ongoing | Not provided | N/A | N/A | N/A | Craig Creek/ McCoy Creek/ Williamson Creek/ Fishing Creek/ Deep Bottom Creek/ Moncrief Creek/ Blockhouse Creek/ Cormorant Creek/ Wills Branch/ Sherman Creek/ Greenfield Creek/ Pottsburg Creek/ Middle Trout River/ Lower Trout River | N/A | 4719 | N/A | COJ | Not provided | Not provided | Not provided | 30.2941684228 | -81.6419717476
2171 | HAMO | FDOT District 5 | N/A | FDOT-02 | 79070-3547-03 (Pond pond 3) | Wet detention pond. | Wet Detention Pond | Completed | 2003 | 2007 | 11.7 | 0.6 | N/A | 24.9 | Not provided | Not provided | Florida Legislature | Not provided | N/A | N/A | 29.021801 | -81.204682
2172 | HAMO | FDOT District 5 | N/A | FDOT-01 | 79070-3547-02 (Pond pond 2) | Wet detention pond. | Wet Detention Pond | Completed | 2003 | 2007 | 19.7 | 2.2 | N/A | 21.6 | Not provided | Not provided | Florida Legislature | Not provided | N/A | N/A | 29.018822 | -81.214544
2173 | HAMO | FDACS | N/A | FDACS-03d | BMP Implementation and Verification | Enrollment and verification of BMPs by agricultural producers. | Agricultural BMPs | Canceled | N/A | 2016 | 10723 | 1903 | N/A | N/A | N/A | N/A | FDACS | N/A | N/A | N/A | Not provided | Not provided
2331 | CALO | Charlotte County | Not provided | CH-01 | Education Efforts | Florida Yards and Neighborhoods (FYN) Program; landscape, irrigation, and fertilizer ordinances; pamphlets, public service announcements (PSAs), website, inspection/illicit discharge program. | Education Efforts | Ongoing | Not provided | N/A | 1272.2775 | 212.3978 | Tidal Caloosahatchee; West Caloosahatchee | N/A | Not provided | Not provided | Not provided | Not provided | N/A | N/A | Not provided | Not provided
2332 | CALO | City of Cape Coral | N/A | CC-16 | Catch Basin Cleanout | Catch basin cleanouts from Caloosahatchee Watershed areas. | Catch Basin Inserts/Inlet Filter Cleanout | Completed | 2015 | 2015 | 109.3264 | 56.0233 | Tidal Caloosahatchee | Not provided | Not provided | 170000 | City | Not provided | N/A | N/A | Not provided | Not provided
2333 | EWCO | City of Bonita Springs | Lee County | BS-10 | Pine Lake Preserve Rehydration Project | Joint project with Lee County that will rehydrate and reestablish hydraulic connectivity between the Imperial River and the undisturbed Corkscrew Regional Ecosystem Watershed (CREW) wetlands to the east of the preserve on the Corkscrew Swamp. | Hydrologic Restoration | Underway | 2017 | TBD | TBD | TBD | Imperial River | 173 | Not provided | Not provided | City | Not provided | N/A | Not provided | 26.3430070292 | -81.7425070339
2334 | EWCO | City of Bonita Springs | N/A | BS-11 | Downtown Redevelopment Drainage Project | Created two miles of interconnected drainage infrastructure to improve water quality through the use of exfiltration trenches. A total of 8.84 acre feet of exfiltration storage is provided by the project. | BMP Treatment Train | Completed | 2016 | 2016 | Not provided | Not provided | Imperial River | 83.29 | 6330000 | Not provided | City | Not provided | N/A | N/A | 26.3390231027 | -81.7785373188
2189 | HAMO | FDOT District 5 | N/A | FDOT-10 | 79110-xxx3-08 (Pond 4) | FM 408463-1 wet detention pond. | Wet Detention Pond | Completed | 2010 | 2008 | 8.2 | 1.6 | N/A | 8.4 | Not provided | Not provided | Florida Legislature | Not provided | N/A | N/A | 28.992465 | -81.24524
2190 | HAMO | FDOT District 5 | N/A | FDOT-26 | FM 242702 79110-3403-04 & 05 (Pond QQ3 & QQ-5) | Wet detention pond. | Wet Detention Pond | Completed | 2001 | 2004 | 56.4 | 11.7 | N/A | 47.6 | Not provided | Not provided | Florida Legislature | Not provided | N/A | N/A | 28.831789 | -81.325279
2191 | HAMO | FDACS | N/A | FDACS-01 | Credit for Changes in Land Use | Credit for changes in land use. | Land Use Change | Completed | N/A | 2012 | 15043.1 | 2953.3 | N/A | N/A | N/A | N/A | N/A | N/A | N/A | N/A | Not provided | Not provided
2192 | HAMO | City of Sanford | Seminole County | S-04 | Education Efforts | FYN, landscaping ordinance, irrigation ordinance, PSAs, pamphlets, website, illicit discharge program. | Education Efforts | Ongoing | Not provided | N/A | 2069.9 | 324.5 | N/A | N/A | N/A | 2000 | City/ Stormwater Utility | N/A | N/A | Not provided | Not provided | Not provided
2193 | HAMO | FDOT District 5 | N/A | FDOT-36 | SR 415 – Pond A (built under 407355-1) | Wet detention pond. | Wet Detention Pond | Completed | 2012 | 2016 | 6.8 | 1.5 | N/A | 4.3 | Not provided | Not provided | Florida Legislature | Not provided | N/A | N/A | 28.79833333 | -81.20916667
2194 | HAMO | FDOT District 5 | N/A | FDOT-38 | SR 415 – Exfiltration Trench | Exfilitration trench. | On-line Retention BMPs | Completed | 2012 | 2016 | 11.6 | 0.4 | N/A | 22 | Not provided | Not provided | Florida Legislature | Not provided | N/A | N/A | 28.80705 | -81.2075
2195 | HAMO | FDOT District 5 | N/A | FDOT-39 | FM: 407355-3 SR 415 – Pond H (in database as Pond 1) | Wet detention pond. | Wet Detention Pond | Completed | 2012 | 2016 | 10.2 | 2.4 | N/A | 9.9 | Not provided | Not provided | Florida Legislature | Not provided | N/A | N/A | 28.8168 | -81.18583333
1868 | LSJT | FDOT District 2 | COJ | FDOT-041 | BMAP Sampling | COJ EQD is responsible for 15 sites 9 sampled monthly and 6 sampled quarterly) BMAP II monitoring began December 2010. | FIB- Source Identification Activities | Ongoing | Not provided | N/A | N/A | N/A | Fishing Creek/ Deep Bottom Creek/ Hopkins Creek/ Sherman Creek/ Cormorant Creek | N/A | Not provided | 22546 | Florida Legislature/ COJ | Not provided | Not provided | Not provided | 30.1852139552 | -81.6211573252
1869 | LSJT | FDOT District 2 | N/A | FDOT-042 | Stormwater Management Systems | Construct wet detention pond at San Jose Blvd. | FIB- Stormwater | Completed | Not provided | Prior to 2010 | N/A | N/A | Deep Bottom Creek | Not provided | Not provided | Not provided | Florida Legislature | Not provided | Not provided | Not provided | 30.1852139552 | -81.6211573252
1870 | LSJT | FDOT District 2 | N/A | FDOT-043 | Stormwater Management Systems | Construct wet detention pond at intersection of Normandy Blvd. and I-295. | FIB- Stormwater | Completed | Not provided | Prior to 2010 | N/A | N/A | Wills Branch | Not provided | Not provided | Not provided | Florida Legislature | Not provided | Not provided | Not provided | Incompatible Point | Incompatible Point
1871 | LSJT | FDOT District 2 | N/A | FDOT-044 | Stormwater Management Systems | Construct wet detention pond at Wonderwood Dr. | FIB- Stormwater | Completed | Not provided | Prior to 2010 | N/A | N/A | Sherman Creek | Not provided | Not provided | Not provided | Florida Legislature | Not provided | Not provided | Not provided | 30.3619116463 | -81.4126805523
1872 | LSJT | FDOT District 2 | N/A | FDOT-045 | I-10 Marietta Interchange Improvement | Construct 3 wet detention ponds to treat area of improvement. | FIB- Stormwater | Completed | Not provided | 2018 | N/A | N/A | Wills Branch | Not provided | 26880000 | Not provided | Florida Legislature | Not provided | Not provided | Not provided | Incompatible Point | Incompatible Point
1873 | LSJT | FDOT District 2 | N/A | FDOT-038 | Interstate 295 from West of Duval to Biscayne Blvd. | Construct stormwater pond to capture and treat runoff. | FIB- Stormwater | Completed | Not provided | Prior to 2010 | N/A | N/A | Lower Trout River | Not provided | Not provided | Not provided | Florida Legislature | Not provided | Not provided | Not provided | 30.41178786 | -81.6806514592
1874 | JESU | City of Altamonte Springs | Not provided | A-04 | Credits for Missing BMPs | BMPs missing from the model. | BMP Missing from Model | Completed | Not provided | 2017 | 0.8 | 0.1 | N/A | N/A | Not provided | Not provided | Not provided | Not provided | N/A | Not provided | Not provided | Not provided
1875 | JESU | FDOT District 5 | N/A | FDOT-06 | Enhanced Public Education | Public Public Education Efforts - 1 %. | Education Efforts | Ongoing | 2004 | N/A | 46.4 | 4 | N/A | 0 | Not provided | Not provided | Florida Legislature | Not provided | N/A | N/A | Not provided | Not provided
1876 | JESU | City of Longwood | SJRWMD/ DEP | L-14 | South Longwood Septic Tank Abatement Project - Phase 2 | 55 septic tanks will be removed and converted to central sewer. | OSTDS Phase Out | Completed | 2017 | 2018 | 116 | 0 | N/A | 35 | 1131479 | 11000 | DEP/ City of Longwood/ SRF/ SJRWMD | $1,131,479 | NF010 | 28734 | 28.694894 | -81.341672
1877 | JESU | City of Longwood | Not provided | L-13 | Credits for Missing BMPs | BMPs missing from the model. | BMP Missing from Model | Completed | 2013 | 2017 | 162 | 14 | N/A | N/A | Not provided | Not provided | Not provided | Not provided | N/A | N/A | Not provided | Not provided
1878 | JESU | City of Longwood | SJRWMD/ DEP | L-12 | East Longwood Septic Tank Abatement - Phase 1 Project | 118 septic tanks will be removed and converted to central sewer. | OSTDS Phase Out | Underway | 2019 | 2021 | 139 | 0 | N/A | 33 | 3294000 | 23600 | DEP/ City of Longwood/ SRF/ SJRWMD | $3,294,000 | NF045/ NF072 | 33245 | 28.700748 | -81.338047
1879 | JESU | City of Longwood | SJRWMD/ DEP | L-11 | Longdale Septic Tank Abatement - Phase 1 Project | 218 septic tanks will be removed and converted to central sewer. | OSTDS Phase Out | Underway | 2020 | 2021 | 153 | 0 | N/A | 49 | 3489000 | 43600 | DEP/ City of Longwood/ SRF/ SJRWMD | $3,489,000 | NF044 | 34629 | 28.71012 | -81.33206
2159 | HAMO | City of Deltona | Not provided | DEL-04 | Lake Gleason Control Structure | Proposed control structure to increase storage in Lake Gleason. | Wet Detention Pond | Completed | Not provided | 2013 | 672 | 188.4 | N/A | 581.6 | 150000 | 3000 | Not provided | Not provided | N/A | Not provided | 28.88904513 | -81.27111985
2160 | HAMO | City of Deltona | Not provided | DEL-03 | Swales | Swales throughout the city. | Bioswales | Completed | Not provided | 2012 | 4820.2 | 728.6 | N/A | 2368.7 | 2000000 | 100000 | Not provided | Not provided | N/A | Not provided | 28.88399493 | -81.23525324
1681 | LSJT | Naval Station Mayport | N/A | NSM-006 | Collection System Spill Prevention Program | Clean and inspect (using video) sewage collection system. | FIB- Sanitary Sewer | Ongoing | Not provided | N/A | N/A | N/A | Sherman Creek | N/A | N/A | Not provided | NS Mayport | Not provided | Not provided | Not provided | 30.3807968 | -81.4130873
1682 | LSJT | FDOT District 2 | N/A | FDOT-031 | Stormwater Management Systems | Implement stormwater improvements as part of San Jose Blvd. widening. | FIB- Stormwater | Completed | Not provided | Prior to 2010 | N/A | N/A | Deep Bottom Creek | Not provided | Not provided | Not provided | Florida Legislature | Not provided | Not provided | Not provided | 30.1852139552 | -81.6211573252
1683 | LSJT | JEA | N/A | JEA-067 | Dumpster Inspection Program | Implement inspection program for dumpster areas and behind restaurants, convenience stores, and grocery stores. | FIB- Stormwater | Ongoing | 2015 | N/A | N/A | N/A | BMAP II Tributaries | N/A | N/A | N/A | JEA | N/A | N/A | N/A | 30.361598 | -81.582072
1048 | HILL | City of Plant City | N/A | CPC-001 | Plant City Stormwater Inlet Marking Program | Ongoing application of plaques to stormwater inlets in English and Spanish, “DO NOT POLLUTE THE WATER. DUMP NO WASTE. IT’S THE LAW.” Pamphlets are distributed to residents where plaques are applied, for pollution prevention and BMPs that can be used. | FIB- Stormwater | Ongoing | 1997 | N/A | N/A | N/A | Blackwater Creek/ Spartman Branch/ Baker Creek/ Flint Creek | N/A | N/A | 1000 | Utilities Revenues | N/A | N/A | N/A | 28.009707 | -82.141251
1049 | HILL | City of Plant City | BMAP Stakeholders | CPC-011 | Participate in HTBMT Calls and Efforts | Participation in monthly HTBMT coordination calls and other HTBMT efforts. | FIB- Source Identification Activities | Ongoing | 2009 | N/A | N/A | N/A | Blackwater Creek/ Spartman Branch/ Baker Creek/ Flint Creek | N/A | N/A | TBD | Utilities Revenues | N/A | N/A | N/A | 28.009707 | -82.141251
1050 | HILL | City of Plant City | N/A | CPC-003 | Plant City Spill Prevention/ Response Program | Address SSOs and other spill incidents to prevent introduction of pollutants to environment. | FIB- Sanitary Sewer | Ongoing | 1997 | N/A | N/A | N/A | Blackwater Creek/ Spartman Branch/ Baker Creek/ Flint Creek | N/A | N/A | 5000 | Utilities Revenues | N/A | N/A | N/A | 28.009707 | -82.141251
1051 | HILL | City of Plant City | N/A | CPC-004 | Plant City Sewer Line Maintenance Program | Maintenance of over 120 miles of sanitary sewer lines, including repair of manholes and connection of new service laterals to main lines which prevents I & I of groundwater to collection system and exfiltration of wastewater to ground and surface waters. | FIB- Sanitary Sewer | Ongoing | 1997 | N/A | N/A | N/A | Blackwater Creek/ Spartman Branch/ Baker Creek/ Flint Creek | N/A | N/A | 978000 | Utilities Revenues | N/A | N/A | N/A | 28.009707 | -82.141251
1052 | HILL | City of Plant City | N/A | CPC-005 | Plant City Lift Station Security Program | Maintain basic security (fences, gates, locks) for sanitary sewer lift stations. All 44 stations are secured in this fashion. | FIB- Sanitary Sewer | Ongoing | 1997 | N/A | N/A | N/A | Blackwater Creek/ Spartman Branch/ Baker Creek/ Flint Creek | N/A | N/A | 15000 | Utilities Revenues | N/A | N/A | N/A | 28.009707 | -82.141251
1053 | HILL | City of Tampa | BMAP Stakeholders | COT-001 | Participate in HTBMT Calls and Efforts | Participation in monthly HTBMT coordination calls and other HTBMT efforts. | FIB- Source Identification Activities | Ongoing | 2009 | N/A | N/A | N/A | City of Tampa | N/A | Not provided | Not provided | City of Tampa | Not provided | Not provided | Not provided | Not provided | Not provided
1054 | HILL | City of Tampa | N/A | COT-002 | Source Identification Follow Up | Assist DEP in following up on source identification results that indicate a human source. | FIB- Source Identification Activities | Ongoing | 2009 | N/A | N/A | N/A | City of Tampa | N/A | Not provided | Not provided | City of Tampa | Not provided | Not provided | Not provided | Not provided | Not provided
272 | OKLA | City of Eustis | Florida Food Products, Inc. | EUS33 | Florida Food Products Inc. for the City to Provide Sewage Treatment Services | To decrease Florida Food Products (FFP) Inc. sprayfield burden, FFP asked the city to accept some of their excess process waters for treatment. The city’s wastewater department accepted FFP effluent in an increasing step-feed manner for testing. | Wastewater Service Area Expansion | Completed | 2015 | 2015 | TBD | TBD | Lake Eustis Basin | N/A | Not provided | N/A | Florida Food Products Inc. | Not provided | N/A | Not provided | 28.8750083333334 | -81.7039083333331
281 | OKLA | Orange County | Not provided | LAP20 | Lake Apopka Master Plan | Stormwater management plan for Lake Apopka. Phase I complete, ongoing with Phase II and III . Identify retrofit opportunities to remove nutrient loading into Lake Apopka. | Study | Completed | Not provided | Prior to 2007 | N/A | N/A | Lake Apopka Basin | N/A | 250000 | N/A | Orange County Public Works | Not provided | N/A | Not provided | 28.6239400005597 | -81.6280199999908
282 | OKLA | City of Leesburg | LCWA | GRIF08 | Canal St. Retrofit | Stormwater retrofit, construct 2.4-acre pond. | Wet Detention Pond | Completed | 2003 | 2009 | N/A | 7 | Lake Griffin Basin | 30 | 200000 | Not provided | City of Leesburg/ LCWA | City of Leesburg – $150,000/ LCWA – $50,001 | N/A | Not provided | 28.8144667173827 | -81.8742540050537
283 | OKLA | FDOT District 5 | N/A | HAR10 | SR 500/US 441 – Basin 5 | Lake Harris, SR 500 - US 441 Leesburg - Basin 5. No increase in TP with road improvement. | On-line Retention BMPs | Completed | 2008 | Prior to 2007 | N/A | 21.85 | Lake Harris Basin | Not provided | Not provided | Not provided | Florida Legislature | Not provided | N/A | Not provided | 28.8289514853633 | -81.807988411458
284 | OKLA | FDOT District 5 | N/A | HAR09 | SR 500/US 441 – Basin 4 | Lake Harris, SR 500 - US 441 Leesburg - Basin 4. No increase in TP with road improvement. | On-line Retention BMPs | Completed | 2008 | Prior to 2007 | N/A | 3.92 | Lake Harris Basin | Not provided | Not provided | Not provided | Florida Legislature | Not provided | N/A | Not provided | 28.828995714987 | -81.824780844091
285 | OKLA | City of Groveland | Developer | PAL11 | Septic Tank Prohibition | No septic tanks permitted in Green Swamp or on new development sites in Groveland. Addresses groundwater protection. | Regulations, Ordinances, and Guidelines | Completed | 2002 | 2007 | N/A | N/A | Palatlakaha River Basin | N/A | Not provided | Not provided | Developer | Not provided | N/A | Not provided | 28.5504378841086 | -81.8508205572455
286 | OKLA | City of Groveland | Developer | PAL12 | Green Swamp Additional Stormwater Runoff Retention | Three inches of runoff to be retained in most effective recharge areas in Green Swamp Area of Critical State Concern. Addresses ground and surface water protection. | Regulations, Ordinances, and Guidelines | Completed | 2004 | 2004 | N/A | N/A | Palatlakaha River Basin | N/A | Not provided | Not provided | Developer | Not provided | N/A | Not provided | 28.5504378841086 | -81.8508205572455
287 | OKLA | City of Groveland | N/A | PAL13 | Stormwater Study and Stormwater Master Plan | Stormwater study and development of master plan for older parts of City of Groveland. | Study | Completed | 2005 | 2006 | N/A | N/A | Palatlakaha River Basin | N/A | 150000 | N/A | City of Groveland Community Redevelopment Agency/ Possible Grants | Not provided | N/A | Not provided | 28.5596786041377 | -81.854368930702
295 | OKLA | City of Leesburg | N/A | GRIF29 | Lake Griffin Stormwater Improvements | Proposed stormwater treatment facility will be a wet detention pond located on city-owned land between US 441 at RoMac Lumber. Stormwater Pond. 2.7-acre wet detention pond with wetland. | Wet Detention Pond | Completed | Not provided | 2018 | 118 | 35 | Lake Griffin Basin | 42 | 440000 | 2500 | City of Leesburg/ DEP/ SJRWMD/ LCWA | COL- $1,117,801/ LCWA- $356,444/ SJRWMD-$97,734/ DEP-$169,085 | N/A | Not provided | 28.8134199790589 | -81.869925396808
296 | OKLA | City of Leesburg | N/A | GRIF30 | Oak Terrace Drive Detention | 1.0 acre wet detention pond. | Wet Detention Pond | Canceled | 2016 | N/A | N/A | 29.9 | Lake Griffin Basin | 26.9 | 360000 | Not provided | City of Leesburg Stormwater Utility Fee | $360,000 | N/A | Not provided | TBD | TBD
297 | OKLA | City of Leesburg | Not provided | GRIF31 | Birchwood Phase 2 and 3 | Removing open ditch and enclosing pipes. | Stormwater System Rehabilitation | Planned | Not provided | Not provided | N/A | N/A | Lake Griffin Basin | N/A | Not provided | Not provided | Not provided | Not provided | Not provided | Not provided | 28.8246167769901 | -81.8919822663389
298 | OKLA | City of Leesburg | Not provided | GRIF32 | Public Works | Baffle box. | Baffle Boxes- First Generation | Completed | Not provided | 2014 | N/A | Not provided | Lake Griffin Basin | 3 | Not provided | 500 | City of Leesburg | Not provided | Not provided | Not provided | 28.8087730481778 | -81.8861548360708
299 | OKLA | City of Leesburg | N/A | LEESBURG02-GRIF | Education and Outreach Activities | Public service announcements on Lakefront TV, pamphlets, website, illicit connection reporting. City adopted ordinances for, landscaping, fertilizer application, and pet waste management. Student and adult education programs. | Education Efforts | Ongoing | Not provided | N/A | N/A | 28 | Lake Griffin Basin | N/A | Not provided | 1875 | Leesburg Stormwater Utility Fee | Not provided | N/A | Not provided | 28.8472090364171 | -81.8492273705152
300 | OKLA | City of Leesburg | LCWA | HAR01 | Lakeshore Drive Stormwater Project | Stormwater wet detention pond. Removes nutrient loading from Venetian Canals and Lake Harris. Near Venetian Gardens Canals - East Dixie Ave. in Leesburg. | Wet Detention Pond | Completed | 2003 | 2003 | N/A | 2.2 | Lake Harris Basin | 25 | 185756 | Not provided | City of Leesburg/ LCWA/ Florida Legislature | City of Leesburg – $64,086/ LCWA – $64,086/ Legislature – $57,584 | N/A | Not provided | 28.8066800000765 | -81.8744200000047
301 | OKLA | City of Leesburg | N/A | LEESBURG02-DEN | Education and Outreach Activities | Public service announcements on Lakefront TV, pamphlets, website, illicit connection reporting. City adopted ordinances for, landscaping, fertilizer application, and pet waste management. Student and adult education programs. | Education Efforts | Ongoing | Not provided | N/A | N/A | 13 | Lake Denham Basin | N/A | Not provided | Not provided | Leesburg Stormwater Utility Fee | Not provided | N/A | Not provided | TBD | TBD
302 | OKLA | City of Eustis | N/A | EUS13 | South Grove St. and Steven Ave. Retrofit | Stormwater retrofit– exfiltration trenches. | Exfiltration Trench | Completed | Not provided | 2006 | N/A | 14 | Lake Eustis Basin | 8 | 100000 | 1300 | City of Eustis Stormwater Utility Fee | Not provided | N/A | Not provided | 28.8433300005857 | -81.6836099999886
303 | OKLA | FDOT District 5 | N/A | HAR05 | SR 500/US 441 – System B1 | Lake Harris, US 441 from 4.0 Miles Southwest of College Drive to Lake Shore Boulevard. System B1. Dry retention pond. No increase in TP with road improvement. | On-line Retention BMPs | Completed | 2008 | Prior to 2007 | N/A | 17.95 | Lake Harris Basin | 18.75 | Not provided | Not provided | Florida Legislature | Not provided | N/A | Not provided | 28.823909169659 | -81.790310225247
304 | OKLA | FDOT District 5 | N/A | HAR06 | SR 500/US 441 – System B2 | Lake Harris. US 441 from 4.0 Miles Southwest of College Drive to Lake Shore Blvd. - System B2. Wet Pond Detention. No increase in TP load with road improvement. | Wet Detention Pond | Completed | 2008 | Prior to 2007 | N/A | 9.58 | Lake Harris Basin | 32.15 | Not provided | Not provided | Florida Legislature | Not provided | N/A | Not provided | 28.823909169659 | -81.790310225247
305 | OKLA | FDOT District 5 | N/A | HAR07 | SR 500/US 441 – Basin 1 | Lake Harris, SR 500 - US 441 Leesburg - Basin 1. No increase in TP load with road improvement. | On-line Retention BMPs | Completed | 2008 | Prior to 2007 | N/A | 12.52 | Lake Harris Basin | Not provided | Not provided | Not provided | Florida Legislature | Not provided | N/A | Not provided | 28.8122682962517 | -81.8498094077039
306 | OKLA | City of Eustis | LCWA/ DEP | EUS06 | Eustis St. and Ward Ave. Stormwater Facility | Divert stormwater runoff to dry detention pond via storm sewer retrofit for total treatment and storage. Divert stormwater runoff to the pond instead of discharge into Lake Eustis. | Dry Detention Pond | Completed | 2003 | 2003 | 399.06 | 36.26 | Lake Eustis Basin | 26.5 | 355550 | 1300 | LCWA/ DEP | LCWA – $177,775/ DEP – $177,775 | Not provided | Not provided | 28.8491700000773 | -81.6847200000051
307 | OKLA | City of Eustis | FDOT | EUS07 | Salem St. and Magnolia Ave. Retrofit | Divert stormwater runoff to dry detention pond via storm sewer retrofit for total treatment and storage. Divert stormwater runoff to the pond instead of discharge into Lake Eustis. | Dry Detention Pond | Completed | Not provided | 2001 | 688.2 | 62.54 | Lake Eustis Basin | 45.7 | 750000 | 1300 | FDOT/ City of Eustis | FDOT – $600,000/ City of Eustis – $150,000 | N/A | Not provided | 28.8536100000773 | -81.6786100000052
308 | OKLA | City of Eustis | LCWA | EUS08 | South Grove St. and Palm Ave. Stormwater Facility | Divert stormwater runoff to dry detention pond via storm sewer retrofit for total treatment and storage. Divert stormwater runoff to the pond instead of discharge into Lake Eustis. | Dry Detention Pond | Completed | Not provided | 2002 | 255.34 | 32.41 | Lake Eustis Basin | 24.8 | 114700 | 1300 | LCWA/ City of Eustis | LCWA – $56,000/ City of Eustis – $58,700 | N/A | Not provided | 28.8433300000773 | -81.6836100000052
309 | OKLA | City of Eustis | N/A | EUS09 | Barnes Ave. and Center St. Retrofit | Divert stormwater runoff to dry detention pond via storm sewer retrofit for total treatment and storage. Divert stormwater runoff to the pond instead of discharge into Lake Eustis. | Dry Detention Pond | Completed | Not provided | 2003 | 639.5 | 4.84 | Lake Eustis Basin | 3.7 | 100000 | 1300 | City of Eustis | Not provided | N/A | Not provided | 28.8391700000772 | -81.6822200000051
310 | OKLA | City of Eustis | FDOT | EUS10 | Stevens Ave. Retrofit | Divert stormwater runoff to dry detention pond via store sewer retrofit for total treatment and storage. Construction of new storm sewers. Diverts runoff prior to discharge into Lake Eustis to new detention pond at Stevens Ave. and Donnelly St. | Dry Detention Pond | Completed | Not provided | 2006 | 447.25 | 40.64 | Lake Eustis Basin | 29.7 | 1065000 | 1300 | FDOT/ City of Eustis | FDOT – $990,000/ City of Eustis – $75,000 | N/A | Not provided | 28.8433300000773 | -81.6908300000051
318 | OKLA | City of Fruitland Park | N/A | FRUITLANDP02 | Fruitland Park NPDES Permit Education and Outreach | Landscaping, irrigation, fertilizer, and pet waste ordinances. Fruitland Park utilizes a consultant for education and outreach. Activities include PSAs, pamphlets, website, illicit discharge program, utility bill inserts and informational displays. | Education Efforts | Ongoing | 2012 | N/A | N/A | 7.5 | Lake Griffin Basin | N/A | Not provided | Not provided | City of Fruitland Park | Not provided | N/A | Not provided | 28.8502579591713 | -81.8478336380812
319 | OKLA | City of Groveland | N/A | GROVE01 | Street Sweeping | Sweeping of city-maintained streets to remove dirt, vegetation, and debris. The benchmark frequency for sweeping shall be once every 30 days as needed. | Street Sweeping | Ongoing | 2003 | N/A | 24 | 15 | Palatlakaha River Basin | N/A | N/A | 19890 | City of Groveland | Not provided | N/A | Not provided | TBD | TBD
495 | ORCR | FWC | N/A | OR25 | Establishing Corridors between Shallow and Deep Marsh for Fish and Wildlife and Public Access | Orange Lake. Reduce floating vegetation and dense shrub canopies to improve connectivity among ecotones from open water to near shore wetlands; improves dissolved oxygen concentrations. | Wetland Restoration | Completed | 2016 | 2016 | N/A | N/A | Orange Lake Basin | N/A | 108000 | N/A | FWC | $108,000 | N/A | Not provided | 29.4302036374355 | -82.205030815438
496 | ORCR | City of Gainesville | N/A | TUM26 | Tumblin Creek West 6th Street Pipe Upgrade | Tumblin Creek Watershed. Stormwater pipe upgrade. Replacement of existing older pipes to better convey stormwater to existing infrastructure leading to Tumblin Creek. | Stormwater System Upgrade | Completed | 2017 | 2018 | N/A | N/A | Sweetwater Branch/ Paynes Prairie/ Alachua Sink Basin | N/A | 300000 | N/A | City of Gainesville Stormwater Management Utility Fee | Not provided | N/A | N/A | 29.643350033154 | -82.3318033954637
497 | ORCR | City of Gainesville | N/A | TUM27 | Tumblin Creek Northwest (NW) 14th Street Pipe Upgrade | Tumblin Creek Watershed. Stormwater pipe upgrade. Replacement of existing older pipes to better convey stormwater to existing infrastructure leading to Tumblin Creek. | Stormwater System Rehabilitation | Canceled | N/A | N/A | N/A | N/A | Sweetwater Branch/ Paynes Prairie/ Alachua Sink Basin | N/A | N/A | N/A | City of Gainesville Stormwater Management Utility Fee | N/A | N/A | N/A | 29.6313306788639 | -82.3418162967866
498 | ORCR | City of Gainesville | N/A | TUM28 | Tumblin Creek SW 7th Terrace Pipe Upgrade | Tumblin Creek Watershed. Stormwater pipe upgrade. Replacement of existing older pipes to better convey stormwater to headwaters of Tumblin Creek. | Stormwater System Rehabilitation | Canceled | N/A | N/A | N/A | N/A | Sweetwater Branch/ Paynes Prairie/ Alachua Sink Basin | N/A | N/A | N/A | City of Gainesville Stormwater Management Utility Fee | N/A | N/A | N/A | 29.6313306788639 | -82.3418162967866
499 | ORCR | City of Gainesville | N/A | TUM29 | Tumblin Creek SW 14th Avenue Underpass Improvements | Tumblin Creek watershed. Underpass upgrade. Replace and upgrade to an existing underpass for Tumblin Creek to prevent upstream flooding and erosion control. | Stormwater System Rehabilitation | Canceled | N/A | N/A | N/A | N/A | Sweetwater Branch/ Paynes Prairie/ Alachua Sink Basin | N/A | N/A | N/A | City of Gainesville Stormwater Management Utility Fee | N/A | N/A | N/A | 29.6313306788639 | -82.3418162967866
500 | ORCR | City of Gainesville | N/A | TUM30 | Tumblin Creek SW 9th Street Underpass Improvements | Tumblin Creek Watershed. Underpass upgrade. Replacement and upgrade to an existing underpass for Tumblin Creek to prevent upstream flooding and erosion control. | Stormwater System Rehabilitation | Canceled | N/A | N/A | N/A | N/A | Sweetwater Branch/ Paynes Prairie/ Alachua Sink Basin | N/A | N/A | N/A | City of Gainesville Stormwater Management Utility Fee | N/A | N/A | N/A | 29.6313306788639 | -82.3418162967866
957 | HILL | FDOT District 7 | N/A | FDOT-004 | Public Education Program for Tampa Bay Regional Planning Council | Provide a variety of programs targeting a diverse range of stakeholders. Key regional education effort includes “Bay Soundings,” a quarterly news journal that provides a full range of public education and scientific information on watershed management. | FIB- Stormwater | Ongoing | 1996 | N/A | N/A | N/A | Lower Hillsborough River/ Spartman Branch/ Baker Creek/ Flint Creek | N/A | N/A | 115000 | Florida Legislature | Not provided | Not provided | Not provided | Not provided | Not provided
925 | LSJM | Clay County MS4 | Clay County/ FDOT | CC-24 | CC MS4 FLR04E045 | CR 220 widening stormwater retention. | Control Structure | Planned | 2022 | 2023 | TBD | N/A | Freshwater | 12.5 | 13000000 | 10000 | State/ Federal/ Local | $13,000,000 | Not provided | Not provided | 30.1041666666667 | -81.8047222222222
926 | LSJM | Clay County MS4 | Clay County | CC-23 | CC MS4 FLR04E045 | Education program. Project was canceled in 2018. Reductions and information are included in CC-01. | Education Efforts | Canceled | N/A | N/A | N/A | N/A | Freshwater | N/A | N/A | N/A | N/A | N/A | N/A | Not provided | N/A | N/A
927 | LSJM | Clay County MS4 | Clay County | CC-22 | CC MS4 FLR04E045 | College Drive Ponds A and B. | Wet Detention Pond | Completed | Not provided | 2014 | TBD | N/A | Marine | Not provided | Not provided | Not provided | Not provided | Not provided | N/A | Not provided | Not provided | Not provided
938 | LSJM | COJ/ FDOT MS4 | Not provided | COJ-048b | COJ MS4 FLS000012 | Bunche Drive Pond (Trout River). | Wet Detention Pond | Completed | Not provided | 2011 | TBD | N/A | Marine | 7.25 | Not provided | Not provided | COJ | $936,602 | N/A | Not provided | 30.3678471843 | -81.7058274745
939 | LSJM | COJ/ FDOT MS4 | Not provided | COJ-048c | COJ MS4 FLS000012 | Riverview Drainage Improvements Phase I (Trout River) #40-031-97111-1. | Wet Detention Pond | Completed | Not provided | 2013 | 103.4 | N/A | Marine | Not provided | Not provided | 2843 | Not provided | Not provided | N/A | Not provided | 30.4074142162 | -81.6867637257
940 | LSJM | COJ/ FDOT MS4 | Not provided | COJ-048d | COJ MS4 FLS000012 | Leonid Road (Lower Trout River). | Wet Detention Pond | Completed | Not provided | 2016 | TBD | N/A | Marine | 8 | 80000 | 886 | COJ | $80,000 | N/A | Not provided | 30.4303159883 | -81.675669797
941 | LSJM | COJ/ FDOT MS4 | Not provided | COJ-052a | COJ MS4 FLS000012 | Oakwood Villas. | OSTDS Phase Out | Completed | 2011 | 2012 | 2739 | N/A | Marine | Not provided | Not provided | Not provided | Not provided | Not provided | N/A | Not provided | 30.3206406071 | -81.5769155634
942 | LSJM | COJ/ FDOT MS4 | Not provided | COJ-042f | COJ MS4 FLS000012 | Pine Forest/ Larsen Acres (LSJR upstream of Trout River) #4-031-105859-1. | Wet Detention Pond | Completed | Not provided | 2012 | 13.64 | N/A | Marine | Not provided | Not provided | 3860 | Not provided | Not provided | N/A | N/A | 30.2795463512 | -81.6381990785
918 | LSJM | COJ/ FDOT MS4 | Not provided | COJ-002 | COJ MS4 FLS000012 | Sixmile Creek-West 1st Street/ Melson Avenue – Drainage improvements. | Wet Detention Pond | Completed | Not provided | Prior to 2008 | 1034 | N/A | Marine | 254 | Not provided | 4042 | Not provided | Not provided | N/A | Not provided | 30.3403915773 | -81.7225846828
919 | LSJM | COJ/ FDOT MS4 | Not provided | COJ-001 | COJ MS4 FLS000012 | Big Fishweir Creek-Murray Hill Phase I – Drainage improvements. | Baffle Boxes- Second Generation | Completed | Not provided | Prior to 2008 | 176 | N/A | Marine | 219 | Not provided | 1206 | Not provided | Not provided | N/A | Not provided | 30.3013411899 | -81.7259016105
920 | LSJM | Clay County Non-MS4 | FDOT | CC-18 | CC Non-MS4 | FDOT SR 23 improvements from Kindlewood Rd to Duval County line – five systems. | Wet Detention Pond | Completed | Not provided | Prior to 2008 | 152 | N/A | Marine | Not provided | Not provided | Not provided | FDOT/ State Legislature | N/A | N/A | Not provided | Not provided | Not provided
1663 | LSJT | City of Neptune Beach | N/A | NB-061 | Source Identification Follow-up | Assist DEP in following up on source identification results that indicate a human source. | FIB- Source Identification Activities | Completed | Not provided | 2015 | N/A | N/A | Hopkins Creek | N/A | N/A | Not provided | Neptune Beach | Not provided | Not provided | Not provided | 30.31453362 | -81.3987726
1664 | LSJT | FDOH | N/A | FDOH-001 | OSTDS Program | Implementation of programs to address septic systems as potential sources. | FIB- OSTDS | Completed | Not provided | Prior to 2009 | N/A | N/A | Newcastle Creek/ Hogan Creek/ Butcher Pen Creek/ Miller Creek/ Miramar Creek/ Big Fishweir Creek/ Deer Creek/ Terrapin Creek/ Goodbys Creek/ Open Creek | N/A | 16100 | N/A | FDOH | Not provided | Not provided | Not provided | Not provided | Not provided
1665 | LSJT | FDOH | N/A | FDOH-002 | SWIM Project | Implement bRd.-ranging septic tank ordinance. | FIB- OSTDS | Completed | 2007 | Prior to 2009 | N/A | N/A | Newcastle Creek/ Butcher Pen Creek/ Miller Creek/ Miramar Creek/ Big Fishweir Creek/ Goodbys Creek | N/A | Not provided | Not provided | FDOH | Not provided | Not provided | Not provided | Not provided | Not provided
1666 | LSJT | FDOH | N/A | FDOH-025 | Failure Area Evaluation | Work with COJ to evaluate if area south of Plummer Rd., north of Garden St. and Trout River Blvd., west to Interstate 295, and east to Messer Rd. should be designated as failure area. | FIB- OSTDS | Completed | Not provided | Prior to 2010 | N/A | N/A | Middle Trout River | N/A | Not provided | N/A | General Revenue/ FDOH | Not provided | Not provided | Not provided | Not provided | Not provided
320 | OKLA | City of Umatilla | N/A | UMATILLA05-TROUT | Public Education | Public education and participation program for residents of Umatilla to enhance knowledge and awareness of stormwater management. Part of MS4 Phase II public education requirement. | Education Efforts | Ongoing | 2011 | N/A | N/A | 9.8 | Trout Lake Basin | N/A | Not provided | 7500 | City of Umatilla | Not provided | N/A | Not provided | 28.8652877327635 | -81.6818213171727
321 | OKLA | City of Groveland | N/A | GROVE02 | Education and Outreach Activities | Pamphlets and website provide information to local residents. Adopted landscaping, irrigation and fertilizer application ordinances. | Education Efforts | Ongoing | Not provided | N/A | N/A | 7.8 | Palatlakaha River Basin | N/A | Not provided | Not provided | City of Groveland | Not provided | N/A | Not provided | TBD | TBD
352 | OKLA | City of Minneola | DEP | PAL19 | The Crescent | Installation of new curb and gutter, road surface, new inlet basin, and sod as improvements for existing pond. Improvements to existing stormwater treatment system that will better protect water resources. | Stormwater System Rehabilitation | Completed | Not provided | Prior to 2007 | N/A | Not provided | Palatlakaha River Basin | Not provided | 740000 | Not provided | DEP | Not provided | Not provided | Not provided | 28.5684464176356 | -81.7509867680148
353 | OKLA | City of Minneola | N/A | PAL20 | Firestone and WaterFord Landing | Install piping, manholes, open and repair road, and concrete flume as part of improvements for existing pond. | Stormwater System Rehabilitation | Completed | Not provided | Prior to 2007 | N/A | N/A | Palatlakaha River Basin | N/A | 91077 | Not provided | Minneola Stormwater Fund | $91,077 | N/A | Not provided | 28.5848143500227 | -81.7545936143141
354 | OKLA | City of Minneola | N/A | MINN02 | Inlet Cleanout and Street Sweeping | Street sweeping and inlet cleanout. Removes sediments and debris from streets and prevents their entry into lakes. | Street Sweeping | Ongoing | Not provided | N/A | N/A | 2 | Palatlakaha River Basin | N/A | N/A | Not provided | City of Minneola Stormwater Fund | Not provided | N/A | Not provided | TBD | TBD
513 | ORCR | ACEPD | UF–IFAS Extension Service/ NOAA/ City of Gainesville/ FDOT District 2/ Current Problems, Inc. (Adopt A River) | SWT22 | Springhill Pond Vegetative Enhancement | Stormwater pond vegetative enhancement to demonstrate importance of vegetated buffers in preventing nonpoint source pollution and improving water quality. | Vegetated Buffers | Completed | 2004 | 2004 | N/A | N/A | Sweetwater Branch/ Paynes Prairie/ Alachua Sink Basin | N/A | 7500 | N/A | Gainesville Clean Water Partnership/ Alachua County/ City of Gainesville/ FDOT District 2 | Not provided | N/A | Not provided | 29.6476224502667 | -82.3134768574687
514 | ORCR | ACEPD | City of Gainesville/ FDOT District 2 | SWT29 | Inlet Protection Pilot Project, Sweetwater Branch | Assessment of stormwater drop inlet geotextile filtering devices at Florida Pest Control (impervious acreage 3.96 acres) to quantify sediments, particle sizes and pollutants. | Study | Completed | 2006 | 2007 | N/A | N/A | Sweetwater Branch/ Paynes Prairie/ Alachua Sink Basin | N/A | 2000 | N/A | Gainesville Clean Water Partnership/ Alachua County/ City of Gainesville/ FDOT District 2 | Not provided | N/A | Not provided | 29.6672041304624 | -82.3259080916684
959 | HILL | Hillsborough County | USF/ SWFWMD/ Ayres Associates | HC-002 | Bacteriological Source Tracking Study | Study used antibiotic resistance analysis to gain information on probable sources of fecal coliform contamination to Blackwater and Flint Creeks. | FIB- Source Identification Activities | Completed | Not provided | 2002 | N/A | N/A | Blackwater Creek/ Flint Creek | N/A | 100000 | N/A | Hillsborough County/ SWFWMD | Hillsborough County - $50,000/ SWFWMD - $50,000 | N/A | Not provided | Not provided | Not provided
960 | HILL | Hillsborough County | SWFWMD | HC-003 | Officer Snook | This countywide, in-school educational program, which targets 2nd graders, consists of 30-minute presentations on how students can prevent water pollution in their daily lives. Presentation addresses pet waste as source of pollution. | FIB- Stormwater | Completed | 1995 | 2018 | N/A | N/A | Blackwater Creek/ Lower Hillsborough River/ New River/ Spartman Branch/ Baker Creek/ Flint Creek | N/A | N/A | 9000 | Stormwater Fee and Cooperative Funding | Stormwater Fee and Cooperative Funding - $9,000 | N/A | Not provided | Not provided | Not provided
961 | HILL | Hillsborough County | SWFWMD | HC-004 | Stormwater Ecologist Education Program | Program for Grades 3 through 12. Students participate in critical thinking, demonstrations, and projects that highlight stormwater pollution and address pet waste, agricultural waste, septic systems, WWTP overflow, and other stormwater pollution. | FIB- Stormwater | Completed | Not provided | 2018 | N/A | N/A | Blackwater Creek/ Lower Hillsborough River/ New River/ Spartman Branch/ Baker Creek/ Flint Creek | N/A | N/A | 9000 | Stormwater Fee and Cooperative Funding | Stormwater Fee and Cooperative Funding - $9,000 | N/A | Not provided | Not provided | Not provided
969 | HILL | Hillsborough County | N/A | HC-012 | Walk the WBID Follow Up | Address any action items identified as a result of the 2014 Walk the WBID. | FIB- Source Identification Activities | Ongoing | Not provided | N/A | N/A | N/A | Throughout Hillsborough County | N/A | Not provided | Not provided | Hillsborough County | Not provided | N/A | Not provided | Not provided | Not provided
970 | HILL | Hillsborough County | N/A | HC-013 | Public Education | Operate countywide public education programs and support existing regional programs. | FIB- Stormwater | Ongoing | Not provided | N/A | N/A | N/A | Throughout Hillsborough County | N/A | Not provided | Not provided | Hillsborough County | Not provided | N/A | Not provided | Not provided | Not provided
1982 | JESU | Seminole County | FDOT/ SJRWMD | SC-12 | Soldiers Creek at County Road 427 RSF | RSF with alum to treat water in the subbasin upstream. | Stormwater - Alum Injection System | Completed | 2014 | 2017 | 18863 | 2230 | N/A | 5692 | 7800000 | TBD | FDOT/ SJRWMD | FDOT - $6,500,000/ SJRWMD - $800,000 | N/A | Not provided | 28.728312 | -81.323575
1983 | JESU | Seminole County | N/A | SC-09 | Street Sweeping | Street sweeping monthly of 66.8 miles and quarterly of 160.2 miles - 14,364 cubic feet of material collected annually. | Street Sweeping | Ongoing | 2013 | N/A | 383 | 238 | N/A | N/A | TBD | TBD | N/A | N/A | N/A | N/A | 28.721152 | -81.246486
1984 | JESU | Seminole County | N/A | SC-07 | Solary Canal Stormwater Treatment Area - missing from model | RST facility consisting of 8.0-acre wet pond and 4.8-acre wetland. | BMP Missing from Model | Completed | 2010 | 2017 | 730 | 147 | N/A | 1471 | 1700000 | N/A | N/A | N/A | N/A | N/A | 28.697567 | -81.211686
1231 | LSJT | City of Jacksonville | N/A | COJ-273 | 6985 Wheat Rd. | Cave in. | FIB- Stormwater | Completed | 2013 | 2013 | N/A | N/A | Fishing Creek | N/A | 5306 | N/A | COJ | $5,306 | Not provided | Not provided | 30.2432516309 | -81.7494932725
1232 | LSJT | City of Jacksonville | N/A | COJ-272 | Ledbury Dr. South at Anvers Blvd. | Storm sewer. | FIB- Stormwater | Completed | Not provided | 2014 | N/A | N/A | Williamson Creek | Not provided | 4328 | N/A | COJ | Not provided | Not provided | Not provided | 30.2702786609 | -81.753510657
1233 | LSJT | City of Jacksonville | N/A | COJ-271 | Edison Ave. at Lime Ave. | Storm sewer. | FIB- Stormwater | Completed | Not provided | 2014 | N/A | N/A | McCoy Creek | Not provided | 27772 | N/A | COJ | Not provided | Not provided | Not provided | 30.3289802571 | -81.6991135181
1234 | LSJT | City of Jacksonville | N/A | COJ-270 | McCoys Creek at Stockton St. | Storm sewer. | FIB- Stormwater | Completed | Not provided | 2014 | N/A | N/A | McCoy Creek | Not provided | 7123 | N/A | COJ | Not provided | Not provided | Not provided | 30.3289802571 | -81.6991135181
1235 | LSJT | City of Jacksonville | N/A | COJ-269 | Baldwin St. | Storm sewer. | FIB- Stormwater | Completed | Not provided | 2014 | N/A | N/A | McCoy Creek | Not provided | 7055 | N/A | COJ | Not provided | Not provided | Not provided | 30.3289802571 | -81.6991135181
1236 | LSJT | City of Jacksonville | N/A | COJ-268 | Stockton St. at Edison Ave. | Storm sewer. | FIB- Stormwater | Completed | Not provided | 2014 | N/A | N/A | McCoy Creek | Not provided | 13713 | N/A | COJ | Not provided | Not provided | Not provided | 30.3289802571 | -81.6991135181
1237 | LSJT | City of Jacksonville | N/A | COJ-267 | Nolan Street Drainage Improvements | Construct a new piped drainage system to improve a residential neighborhood drainage problem. | FIB- Stormwater | Completed | Not provided | 2020 | N/A | N/A | McCoy Creek | N/A | 29622 | Not provided | COJ | Not provided | Not provided | Not provided | 30.3289802571 | -81.6991135181
1238 | LSJT | City of Atlantic Beach | N/A | AB-076 | Manhole Inspections and Rehabilitation | Rehabilitate (Spectrashield) manholes from Ahern through 10th St. and Sherry Dr. to East Coast Dr. | FIB- Sanitary Sewer | Completed | Not provided | Prior to 2010 | N/A | N/A | Sherman Creek | N/A | 279826 | N/A | Atlantic Beach | Not provided | Not provided | Not provided | Not provided | Not provided
1239 | LSJT | City of Atlantic Beach | N/A | AB-077 | Manhole Inspections and Rehabilitation | Rehabilitate (Spectrashield) all manholes in Seaspray subdivision. | FIB- Sanitary Sewer | Completed | Not provided | Prior to 2010 | N/A | N/A | Sherman Creek | N/A | 25597 | N/A | Atlantic Beach | Not provided | Not provided | Not provided | Not provided | Not provided
1240 | LSJT | City of Atlantic Beach | N/A | AB-078 | Pump Station Inspections and Maintenance | Improve valves at Lift Stations A, B, and D (Palm Ave., 11th St., Selva Marina Blvd.). | FIB- Sanitary Sewer | Completed | Not provided | Prior to 2010 | N/A | N/A | Sherman Creek | N/A | 40000 | N/A | Atlantic Beach | Not provided | Not provided | Not provided | Not provided | Not provided
368 | ORCR | SJRWMD | N/A | OR31 | Prairie Creek Diversion Structure Replacement | The current water control structure at Camps Canal regulates flow from Prairie Creek to Paynes Prairie and Orange Lake. Replacement of the structure will allow for open and closures as needed. | Control Structure | Planned | 2017 | 2019 | Not provided | Not provided | Orange Lake Basin | N/A | 700000 | Not provided | SJRWMD Ad Valorem/ Amendment 1 Funding | Not provided | N/A | Not provided | 29.586702380236 | -82.262346198968
369 | ORCR | SJRWMD | N/A | NEW01 | Development of Pollutant Load Reduction Goals (PLRGs) for Newnans Lake | Newnans Lake watershed. Development of science-based estimates of nutrient (N and/or P) external load reductions needed to restore lakes to state water quality standards. | Study | Completed | 2002 | 2009 | N/A | N/A | Newnans Lake Basin | N/A | 1000000 | N/A | SJRWMD Ad Valorem/ Water Management Lands Trust Fund/ Legislative Appropriations/ Ecosystems Management Trust Fund/ SWIM Fund | Not provided | N/A | Not provided | 29.6446627024341 | -82.2198067765831
370 | ORCR | SJRWMD | N/A | LOCH01 | Development PLRGs for Lochloosa Lake | Lochloosa Lake watershed. Development of science-based estimates of nutrient external load reductions needed to restore lakes to state water quality standards. | Study | Canceled | 2002 | TBD | N/A | N/A | Lochloosa Lake Basin | N/A | 1000000 | N/A | SJRWMD Ad Valorem/ Water Management Lands Trust Fund/ Legislative Appropriations/ Ecosystems Management Trust Fund/ SWIM Fund | Not provided | N/A | Not provided | TBD | TBD
371 | ORCR | FDACS | Agricultural Producers | OR07 | BMP Manual Development - Specialty Fruit and Nut | Marion County primarily; Alachua County. Development and rule adoption of Specialty Fruit and Nut BMP manual. | Agricultural BMPs | Ongoing | Not provided | 2011 | N/A | N/A | Orange Creek Basin | N/A | N/A | N/A | N/A | N/A | N/A | Not provided | TBD | TBD
372 | ORCR | City of Gainesville | N/A | URBAN01-SWT | Street Sweeping | Street sweeping urban Gainesville Sweetwater Branch Basin. | Street Sweeping | Ongoing | 2000 | N/A | 2562 | 1282 | Sweetwater Branch/ Paynes Prairie/ Alachua Sink Basin | N/A | N/A | 166666.6667 | City of Gainesville Stormwater Management Utility Fee | Not provided | N/A | N/A | 29.6318020845958 | -82.341118014193
373 | ORCR | SJRWMD | N/A | NEW10 | Spatial Nutrient Loading Dynamics in the Newnans Lake Watershed | Newnans Lake watershed. Determine external sources of nutrient contributing to Newnans Lake. Data are collected representing spatial and temporal dynamics of nutrient pollutant loads in surface waters and groundwater in the Newnans Lake watershed. | Study | Completed | Not provided | 2010 | N/A | N/A | Newnans Lake Basin | N/A | 219000 | N/A | Legislative Appropriation/ Water Management Lands Trust Fund | Not provided | N/A | Not provided | 29.6446627024341 | -82.2198067765831
374 | ORCR | SJRWMD | Alachua County | OR03 | Lochloosa Wildlife Conservation Area | Land around Lochloosa Lake and around north side of Orange Lake. Land acquisition for Lochloosa Wildlife Conservation Area. Benefits by no increase in surface runoff of pollutants because of land use change. | Land Acquisition | Completed | 1993 | 2003 | N/A | N/A | Orange Lake Basin | 28337 | 16058211 | N/A | SJRWMD Ad Valorem/ Preservation 2000/ Alachua County Cost Share | Not provided | N/A | Not provided | 29.4724921538606 | -82.1247532095764
375 | ORCR | FDACS | Agricultural Producers | OR06 | BMP Manual Development - Equine | Marion County primarily; Alachua County. Development and rule adoption of Equine BMP manual. | Agricultural BMPs | Completed | 2004 | 2012 | N/A | N/A | Orange Creek Basin | N/A | N/A | N/A | N/A | N/A | N/A | Not provided | TBD | TBD
376 | ORCR | FDACS | Agricultural Producers | OR05 | BMP Manual Development - Vegetable and Agronomic Crop | Marion County primarily; Alachua County. Development and rule adoption of Row Crop BMP manual. However, row crop acreage in this basin is minimal. | Agricultural BMPs | Ongoing | 2004 | 2015 | N/A | N/A | Orange Creek Basin | N/A | N/A | N/A | N/A | N/A | N/A | Not provided | TBD | TBD
377 | ORCR | FDACS | Agricultural Producers | NUTRIENT08 | BMP Manual Development - Sod | Marion County primarily; Alachua County. Development and rule adoption of Sod BMP manual. However, number of sod operations in this basin is minimal. | Agricultural BMPs | Completed | Not provided | 2008 | N/A | N/A | Orange Creek Basin | N/A | N/A | N/A | N/A | N/A | N/A | Not provided | TBD | TBD
378 | ORCR | FDACS | Agricultural Producers | NUTRIENT07 | BMP Manual Development - Nurseries | Marion County primarily; Alachua County. Development and rule adoption of Container Nursery BMP manual. However, number of container nursery operations in this basin is minimal. | Agricultural BMPs | Completed | Not provided | 2014 | N/A | N/A | Orange Creek Basin | N/A | N/A | N/A | N/A | N/A | N/A | Not provided | TBD | TBD
379 | ORCR | FDACS | Agricultural Producers | NUTRIENT06 | BMP Manual Development - Cow/Calf | Marion County primarily; Alachua County. Development and rule adoption of Cow/Calf BMP manual. | Agricultural BMPs | Completed | Not provided | 2009 | N/A | N/A | Orange Creek Basin | N/A | N/A | N/A | N/A | N/A | N/A | Not provided | TBD | TBD
380 | ORCR | DEP | DEP/ SJRWMD/ ACEPD | NEW18 | Depth to top of Hawthorn formation investigation | Boreholes drilled at 24 sites in watershed to measure depth from land surface to the top of the Hawthorn formation. Depth determined by both observation and gamma ray logging. Samples of phosphatic rock were analyzed for phosphate content. | Study | Completed | 2010 | 2010 | N/A | N/A | Newnans Lake Basin | N/A | 5000 | N/A | Federal Funds | Not provided | N/A | Not provided | 29.6446627024341 | -82.2198067765831
381 | ORCR | City of Gainesville | EPA/ SJRWMD | URBAN03 | Hydrodynamic Separator Number 2 | Hydrodynamic separator Sweetwater URBAN03. Installation and operation of Vortech Unit in 400-500 block of SE 2nd Place in downtown Gainesville. | Hydrodynamic Separators | Completed | Prior to 2008 | Prior to 2008 | 10 | 4 | Sweetwater Branch/ Paynes Prairie/ Alachua Sink Basin | 8.8 | 25200 | 3500 | City of Gainesville Stormwater Management Utility Fee/ EPA Grant/ SJRWMD | Not provided | N/A | Not provided | 29.6496092003646 | -82.3202652317173
382 | ORCR | SJRWMD | N/A | NEW02 | Newnans Lake Conservation Area | Alachua County; land around north and east side of Newnans Lake. Purchase of lands near and around Newnans Lake for conservation and public use. | Land Acquisition | Completed | 1993 | 2001 | N/A | N/A | Newnans Lake Basin | 5556 | 5727400 | N/A | Preservation 2000 | Not provided | N/A | Not provided | 29.6806704337031 | -82.2113236937153
383 | ORCR | FWC | Orange Lake Association | OR20 | Orange Lake- Essen Run Deep Marsh Restoration | Orange Lake-Essen Run. Removal of floating vegetation and organic sediment (tussocks) to improve DO and restore deep marsh/SAV habitats. Removal of nutrients from aquatic plants and organic sediment. Estimated 310,500 lb TN and 6,713 lb TP removal. | Aquatic Vegetation Harvesting | Completed | 2013 | 2014 | N/A | N/A | Orange Lake Basin | N/A | 490522.5 | N/A | FWC | $490,523 | N/A | Not provided | 29.4290759746332 | -82.1497442931242
384 | ORCR | City of Gainesville | N/A | URBAN01-NEW | Street Sweeping | Street sweeping urban Gainesville Newnans Lake Basin. | Street Sweeping | Ongoing | 2000 | N/A | 2008 | 933 | Newnans Lake Basin | N/A | N/A | 166666.6667 | City of Gainesville Stormwater Management Utility Fee | Not provided | N/A | N/A | 29.6861997660475 | -82.2917153844989
385 | ORCR | City of Gainesville | N/A | URBAN01-HOG | Street Sweeping | Street sweeping urban Gainesville Hogtown Creek Basin. | Street Sweeping | Ongoing | 2000 | N/A | 3044 | 1849 | Hogtown Creek Basin | N/A | N/A | 166666.6667 | City of Gainesville Stormwater Management Utility Fee | Not provided | N/A | N/A | 29.6771987510819 | -82.3625013414148
386 | ORCR | City of Gainesville | Not provided | TUM03 | Tumblin Creek Watershed Management Plan Update | Tumblin Creek Watershed. Study to identify and prioritize new water quality treatment projects and low-impact development options. Pollutant loading model developed and pollutant load reduction projects have been identified and ranked. | Study | Completed | 2004 | 2007 | N/A | N/A | Sweetwater Branch/ Paynes Prairie/ Alachua Sink Basin | N/A | 246426 | N/A | City of Gainesville Stormwater Management Utility Fee/ Community Redevelopment Agency (College Park and University Heights Neighborhood Boards) | $660,000 | N/A | N/A | 29.6313306788639 | -82.3418162967866
387 | ORCR | City of Gainesville | N/A | TUM01 | SW 5th Avenue Basin | SW 5th Avenue. 4.8-acre site contains 2.5-acre wet detention pond for water quality improvement. Site is located next to 3.5-acre Tumblin Creek Park. Benefits are reduced sediment load and nutrient loads. | Wet Detention Pond | Completed | 2003 | 2003 | 156.8 | 19.9 | Sweetwater Branch/ Paynes Prairie/ Alachua Sink Basin | 50.8 | 1147818 | N/A | City of Gainesville Stormwater Management Utility Fee | Not provided | N/A | N/A | 29.6466111493524 | -82.3318026767138
388 | ORCR | City of Gainesville | N/A | HOG30 | Hydrodynamic Separator Number 6 | Hydrodynamic Separator HOG30. Installation and operation of Vortex Unit #3000 in the 1300 block of NW 29th Road. | Hydrodynamic Separators | Completed | Prior to 2008 | 2018 | 6 | 2 | Hogtown Creek Basin | 4.5 | 29211 | 3500 | City of Gainesville Stormwater Management Utility Fee | Not provided | N/A | N/A | 29.6793341623422 | -82.3420712153993
389 | ORCR | GRU | N/A | BACTERIA10 | GRU Wastewater System Capital Projects | GRU wastewater collection system service area (115 square miles) including urban creek watersheds. Capital improvements to the City of Gainesville wastewater treatment and collection system. | WWTF Upgrade | Completed | 2007 | Prior to 2008 | Not provided | Not provided | Orange Creek Basin | N/A | 227801548 | Not provided | GRU Ratepayers | $22,084,148 | N/A | Not provided | 29.661208 | -82.374113
390 | ORCR | FWC | N/A | OR29 | Orange Lake woody shrub management and shallow marsh reclamation | Orange Lake. Restore shallow herbaceous marsh habitat by controlling encroachment of woody shrubs and tree covered tussocks from near-shore areas until these habitat types are within the ranges prescribed by FWC Orange Lake Habitat Management Plan. | Wetland Restoration | Underway | 2016 | 2020 | N/A | N/A | Orange Lake Basin | 150 | 300000 | N/A | FWC Aquatic Habitat Restoration and Enhancement | $300,000 | N/A | Not provided | 29.4633994832183 | -82.1773905163332
391 | ORCR | FWC | N/A | OR30 | Orange Creek Basin Littoral Vegetation Mapping | Orange Creek Basin Lakes. Aerial photography and GIS analysis of wetland and aquatic vegetation coverage. Data used to assess habitat condition and determine management needs as prescribed by FWC Habitat Guidelines. Ongoing-recurs every 3 years. | Study | Completed | 2007 | 2020 | N/A | N/A | Orange Creek Basin | N/A | 57634 | N/A | FWC Aquatic Habitat Restoration and Enhancement | $57,634 | N/A | Not provided | 29.4633994832183 | -82.1773905163332
392 | ORCR | ACEPD | City of Gainesville/ FDOT District 2/ SJRWMD | ALACHUA02-LOCH | Water Quality Protection Public Education and Outreach | Public education to promote stormwater nutrient reduction to protect groundwater and surface water resources, stressing the importance of preventing non-point source pollution. | Education Efforts | Ongoing | 2002 | N/A | 335 | 46 | Lochloosa Lake Basin | N/A | N/A | 13333 | Gainesville Clean Water Partnership/ Alachua County/ City of Gainesville/ FDOT District 2/ SJRWMD | Not provided | N/A | Not provided | 29.5250207147718 | -82.1284367762176
393 | ORCR | ACPCL | USDA/ FRPP | OR08 | Freddy Wood Land Tract Acquisition | Orange Lake. Land acquisition–Freddy Wood Tract. No increase in surface runoff of pollutants because of land use change, continued aquifer recharge and ecosystem/habitat preservation. | Land Acquisition | Completed | 2007 | 2008 | N/A | N/A | Orange Lake Basin | 136 | 1136000 | N/A | Alachua County Forever Bond Proceeds/ FRLPP Cost Share | Not provided | N/A | Not provided | 29.4939064963614 | -82.2253169289809
394 | ORCR | FWC | DEP Cooperative Aquatic Plant Management Program | NEW14 | Newnans Lake Planting-FY 2007–08 | Newnans Lake east shore. Transplant 20,000 maidencane, 30,000 knotgrass, and 20,000 giant bulrush plants in areas where littoral habitat is sparse. Promotes establishment of beneficial vegetation in areas where habitat is sparse. | SAV Planting | Completed | 2007 | 2008 | N/A | N/A | Newnans Lake Basin | N/A | 21000 | N/A | FWC | $21,000 | N/A | Not provided | 29.6446627024341 | -82.2198067765831
395 | ORCR | FWC | N/A | NEW15 | Newnans Lake Annual Aquatic Plant Maintenance Program | Newnans Lake, Alachua County. Annual herbicide maintenance program for control of non-native species hydrilla, water hyacinth, and water lettuce. Protects native plant communities and reduces organic muck buildup from growth of exotic species. | Exotic Vegetation Removal | Ongoing | Prior to 2008 | N/A | N/A | N/A | Newnans Lake Basin | N/A | N/A | 5000 | FWC/ IPM Cooperative Aquatic Plant Management Program | Not provided | N/A | Not provided | 29.6446627024341 | -82.2198067765831
396 | ORCR | FWC | N/A | OR11 | Orange Lake Mechanical Scraping | Selected areas of Orange Lake. Mechanical scraping of muck from selected areas of Orange Lake. Muck disposed of upland or deposited on in-lake island. Restores fish spawning substrate. | Muck Removal/Restoration Dredging | Completed | 2000 | 2002 | N/A | N/A | Orange Lake Basin | N/A | 648403 | N/A | FWC | $648,403 | N/A | Not provided | 29.4633994832183 | -82.1773905163332
397 | ORCR | FWC | DEP Cooperative Aquatic Plant Management Program | OR13 | Orange Lake Tussock Control | Northern sections of Orange Lake. Mechanical shredding of tussocks in north portion of Orange Lake. Mechanically shred acres of tussocks. Restores deep marsh habitat. | Wetland Restoration | Completed | 2005 | 2005 | N/A | N/A | Orange Lake Basin | N/A | 146057 | N/A | FWC | $146,057 | N/A | Not provided | 29.483022167079 | -82.1946927455899
398 | ORCR | FWC | N/A | OR21 | Orange Lake- Rookery Island Enhancement | Orange Lake. Mechanical shredding tussocks from perimeter of colonial wading bird colonies to improve suitability of nesting habitat, improve dissolved oxygen within the water column and allow sunlight to penetrate for SAV. | Wetland Restoration | Completed | 2015 | 2015 | N/A | N/A | Orange Lake Basin | N/A | 205000 | N/A | FWC | $205,000 | N/A | Not provided | 29.4478306119645 | -82.1872417050928
399 | ORCR | FWC | DEP Cooperative Aquatic Plant Management Program | NEW12 | Newnans Lake Planting-FY 2006–07 | Newnans Lake east shore, south of Windsor ramp. Transplant 20,000 maidencane, 20,000 knotgrass, and 10,000 giant bulrush plants in areas where littoral habitat is sparse. | SAV Planting | Completed | 2006 | 2007 | N/A | N/A | Newnans Lake Basin | N/A | 11000 | N/A | FWC | $11,000 | N/A | Not provided | 29.635137147464 | -82.2051505669424
400 | ORCR | GRU | N/A | AS11 | Alachua Sink Intensive Study and Main Street Water Reclamation Facility Water Reuse Feasibility | Alachua Sink/Sweetwater Branch. Intensive water quality study to provide better understanding of the nutrient loading to Alachua Sink and evaluation of the modeling utilized in the TMDL and to determine reuse feasibility. | Monitoring/Data Collection | Completed | 2003 | 2008 | N/A | N/A | Sweetwater Branch/ Paynes Prairie/ Alachua Sink Basin | N/A | 565519 | N/A | GRU Ratepayers | $565,519 | N/A | Not provided | 29.6170158 | -82.322552
401 | ORCR | GRU | City of Gainesville/ Alachua County/ FDOT | AS18 | Paynes Prairie Sheetflow Restoration Project | Paynes Prairie Sheetflow Restoration Project is 125-acre off-line wetland that reduces excess nutrients from Sweetwater Branch and achieves TMDL reduction required for City's (wastewater and stormwater utilities) for Alachua Sink. | Hydrologic Restoration | Completed | 2012 | 2014 | 52825 | 3359 | Sweetwater Branch/ Paynes Prairie/ Alachua Sink Basin | 1300 | 23300000 | 95785 | Stormwater Utility and Wastewater Fees/ Florida Legislature/ SJRWMD/ FDOT/ TMDL/ FWC/ Recreational Trails | Stormwater Utility and Wastewater Fees – $16,357,745/ Florida Legislature – $500,000/ SJRWMD – $1,355,869/ FDOT – $666,000/ 319 TMDL – $2,506,270/ FWC – $500,000/ Recreational Trails – $200,001 | LP8922 | SK951AA | 29.6170158 | -82.322552
402 | ORCR | GRU | SJRWMD | AS03 | Main Street Water Reclamation Facility Reuse System | Main Street to Depot Avenue within City of Gainesville. Design & construction of 4,910 foot 24-inch reclaimed water main from Main Street WRF to Depot Avenue. Benefits: Remove nutrient loading from Alachua Sink. | WWTF Diversion to Reuse | Completed | Not provided | 2002 | Not provided | Not provided | Sweetwater Branch/ Paynes Prairie/ Alachua Sink Basin | N/A | 587288 | N/A | SJRWMD/ GRU Ratepayers | SJRWMD – $100,000/ GRU – $487,288 | N/A | Not provided | 29.641225 | -82.322791
403 | ORCR | GRU | N/A | BACTERIA09 | GRU Lift Station Annual Operation and Maintenance | GRU wastewater collection system service area (115 square miles) including urban creek watersheds. Maintenance of City of Gainesville's wastewater collection system to maintain system integrity of lift stations. | Sanitary Sewer and Wastewater Treatment Facility (WWTF) Maintenance | Ongoing | 2004 | N/A | Not provided | Not provided | Orange Creek Basin | N/A | N/A | 1279153.0625 | GRU Ratepayers | $1,686,583 | N/A | Not provided | 29.661208 | -82.374113
404 | ORCR | Orange Creek Basin Partnership | SJRWMD/ Alachua County/ GRU/ City of Gainesville Public Works/ Paynes Prairie Preserve State Park | AS12 | Paynes Prairie Vegetative Study | Paynes Prairie. Study determined if nutrients from Sweetwater Branch were correlated with herbaceous vegetation growth in Paynes Prairie. Study documented influence of urban surface water on natural systems. | Study | Completed | 2000 | 2002 | N/A | N/A | Sweetwater Branch/ Paynes Prairie/ Alachua Sink Basin | N/A | 51479 | N/A | Not provided | Not provided | N/A | Not provided | TBD | TBD
405 | ORCR | GRU | N/A | BACTERIA11 | GRU Wastewater Collection System Annual Rehabilitation and Replacement | GRU wastewater collection system service area (115 square miles) including urban creek watersheds. Rehabilitation and replacement of City of Gainesville's wastewater collection system. Minimizes possibility of wastewater release. | Sanitary Sewer and Wastewater Treatment Facility (WWTF) Maintenance | Ongoing | 2000 | N/A | Not provided | Not provided | Orange Creek Basin | N/A | N/A | 3931100.0625 | GRU Ratepayers | $12,821,518 | N/A | Not provided | 29.661208 | -82.374113
406 | ORCR | GRU | N/A | BACTERIA12 | GRU Lift Station Rehabilitation and Replacement | GRU wastewater collection system service area (115 square miles) including urban creek watersheds. Urban Creek Watersheds. Rehabilitation and replacement of City of Gainesville's wastewater collection system to maintain system integrity. | Sanitary Sewer and Wastewater Treatment Facility (WWTF) Maintenance | Ongoing | 2000 | N/A | Not provided | Not provided | Orange Creek Basin | N/A | N/A | 917401.125 | GRU Ratepayers | $1,099,252 | N/A | Not provided | 29.661208 | -82.374113
421 | ORCR | ACEPD | City of Gainesville/ FDOT District 4 | ALACHUA12 | Quantifying Nutrient Improvement in Street Sweepings | Monitor and assess street sweepings to quantify nutrient reductions and subsequent potential water quality improvements. | Study | Completed | 2015 | 2016 | N/A | N/A | Orange Creek Basin | N/A | 38940 | N/A | Gainesville Clean Water Partnership/ Alachua County/ City of Gainesville/ FDOT District 2 | Not provided | N/A | Not provided | 29.605 | -82.301
422 | ORCR | ACEPD | City of Gainesville/ FDOT District 3 | ALACHUA11 | Stormwater Pond Outfall Study and Phosphorus Sediment Evaluation | Monitor and assess water quality in various stormwater basins and evaluate stormwater basin and stream sediments to understand if they are sinks or sources of phosphorus. | Study | Completed | Not provided | 2015 | N/A | N/A | Orange Creek Basin | N/A | 30800 | N/A | Gainesville Clean Water Partnership/ Alachua County/ City of Gainesville/ FDOT District 2 | Not provided | N/A | Not provided | 29.605 | -82.301
444 | ORCR | ACPCL | Alachua Conservation Trust | LOCH06 | Phifer Flatwoods Land Acquisition #1 – Lochloosa Creek | Alachua County. Land acquisition–Phifer Flatwoods Little Lochloosa Creek Watershed. | Land Acquisition | Completed | Not provided | 2006 | N/A | N/A | Lochloosa Lake Basin | 634 | 2882239 | N/A | Alachua County Forever Bond Proceeds | Not provided | N/A | Not provided | 29.5938716069693 | -82.1811543146793
445 | ORCR | FWC | N/A | OR16 | Orange Lake Annual Aquatic Plant Maintenance Program | Orange Lake. Annual maintenance program for control of non-native species hydrilla, water hyacinth, wild taro, and water lettuce. Protects native plant communities and reduces organic muck buildup from growth of exotic species. | Exotic Vegetation Removal | Ongoing | Prior to 2008 | N/A | N/A | N/A | Orange Lake Basin | N/A | N/A | 30000 | FWC/ IPM Cooperative Aquatic Plant Management Program | Not provided | N/A | Not provided | 29.4633994832183 | -82.1773905163332
446 | ORCR | GRU | N/A | NUTRIENT09 | Main Street Water Reclamation Facility Phosphorus Removal Chemical Feed System-Based on Permitted Capacity | City of Gainesville. Alachua County. Maintenance to keep both water reclamation facilities in compliance with existing NPDES permit requirements for domestic wastewater discharge. Reductions based on permitted capacity of 10MGD. | WWTF Upgrade | Underway | Not provided | TBD | N/A | 9031.0204 | Sweetwater Branch/ Paynes Prairie/ Alachua Sink Basin | N/A | N/A | N/A | GRU Ratepayers | Not provided | N/A | Not provided | 29.635071 | -82.325339
447 | ORCR | ACPCL | SJRWMD/ U.S. Dept. of the Interior Federal Forest Legacy Program (FFLP) | NEW06 | Newnans Lake Addition | Newnans Lake. Land acquisition–Newnans Lake addition. | Land Acquisition | Completed | Not provided | 2005 | N/A | N/A | Newnans Lake Basin | 1708 | 3732126 | N/A | Alachua County Forever Bond Proceeds/ SJRWMD/ FFLP Cost-Share | Alachua County Forever Bond Proceeds – $1,617,000 | N/A | Not provided | 29.7097354083237 | -82.2187190565444
448 | ORCR | ACEPD | NOAA/ City of Gainesville/ FDOT District 2/ Current Problems, Inc. | HOG26 | Forest Park Vegetative Enhancement | Forest Park stormwater pond vegetative enhancement to demonstrate importance of vegetated buffers in preventing nonpoint source pollution and improving water quality. | Vegetated Buffers | Completed | 2004 | Prior to 2008 | Not provided | Not provided | Hogtown Creek Basin | 12800 | 7500 | Not provided | Gainesville Clean Water Partnership/ Alachua County/ City of Gainesville/ FDOT District 2/ NOAA Coastal Impact Assistance Program (CIAP) Grant | Not provided | N/A | Not provided | 29.6379196031559 | -82.3930545868302
449 | ORCR | ACEPD | City of Gainesville/ FDOT District 2 | HOG24 | Inlet Protection Pilot Project, Hogtown Creek | Assessment of stormwater drop inlet geotextile filtering device function at Gainesville Public Works Compound (impervious acreage 9.99 acres) to quantify sediments, particle sizes, and pollutants (Springstead Creek). | Study | Completed | 2006 | 2007 | N/A | N/A | Hogtown Creek Basin | N/A | 2000 | N/A | Gainesville Clean Water Partnership/ Alachua County/ City of Gainesville/ FDOT District 2 | Not provided | N/A | Not provided | 29.6876208657138 | -82.3262039291718
450 | ORCR | ACEPD | City of Gainesville/ FDOT District 2 | BACTERIA19 | Hydrodynamic Separator and Fecal Coliform Study | Gainesville Urban Area. The goal of this study is to assess the potential of hydrodynamic separator storm sewer BMP devices to harbor and release high levels of bacteria into Gainesville creeks. | Study | Completed | 2013 | 2015 | N/A | N/A | Tumblin Creek/ Sweetwater Branch/ Hogtown Creek Basins | N/A | 12000 | N/A | Gainesville Clean Water Partnership/ Alachua County/ City of Gainesville/ FDOT District 2 | Not provided | N/A | Not provided | 29.669 | -82.334
451 | ORCR | ACEPD | City of Gainesville/ FDOT District 2 | BACTERIA06 | Optical Brighteners | Optical brightener and fecal coliform sampling analyses throughout Gainesville urban creek watersheds for illicit discharge detection. | Study | Completed | 2005 | 2006 | N/A | N/A | Tumblin Creek/ Sweetwater Branch/ Hogtown Creek Basins | N/A | 9000 | N/A | Gainesville Clean Water Partnership/ Alachua County/ City of Gainesville/ FDOT District 2 | Not provided | N/A | Not provided | 29.669 | -82.334
465 | ORCR | GRU | N/A | BACTERIA05 | Microbial Source Tracking (MST) Study | Gainesville urban creeks within GRU wastewater collection system service area (115 square miles). MST study to better understand the relative contributions of various sources of fecal pollution in the creeks. | Monitoring/Data Collection | Completed | 2005 | 2007 | N/A | N/A | Tumblin Creek/ Sweetwater Branch/ Hogtown Creek Basins | N/A | 419000 | N/A | GRU Ratepayers | $419,000 | N/A | Not provided | 29.661208 | -82.374113
466 | ORCR | GRU | N/A | BACTERIA07 | Inflow and Infiltration Project - Phases I, II and III/ Ongoing Work | GRU wastewater collection system service area (115 square miles) including urban creek watersheds. I&I Project. | Sanitary Sewer and Wastewater Treatment Facility (WWTF) Maintenance | Ongoing | 1998 | N/A | Not provided | Not provided | Orange Creek Basin | N/A | N/A | 481857.375 | GRU Ratepayers | $2,068,565 | N/A | Not provided | 29.661208 | -82.374113
467 | ORCR | ACPCL | N/A | AS08 | Crevasse | Paynes Prairie. Land acquisition - Crevasse (Prairie Creek by Paynes Prairie. Alachua Conservation Trust purchased the parcel and Alachua County Forever has made an offer to purchase a portion of it from ACT. | Land Acquisition | Completed | Not provided | 2010 | N/A | N/A | Sweetwater Branch/ Paynes Prairie/ Alachua Sink Basin | 94 | 415316 | N/A | Alachua County Forever Bond Proceeds | Not provided | N/A | Not provided | 29.5984647458778 | -82.2576560756156
468 | ORCR | ACEPD | City of Gainesville/ FDOT District 2 | ALCODE01 | Alachua County Water Quality Code Implementation | Alachua County Water Quality Code Implementation includes public education, outreach, and enforcement. | Regulations, Ordinances, and Guidelines | Ongoing | 2003 | N/A | N/A | N/A | Tumblin Creek/ Sweetwater Branch/ Hogtown Creek Basins | N/A | 17400 | N/A | Gainesville Clean Water Partnership/ Alachua County/ City of Gainesville/ FDOT District 2 | Not provided | N/A | Not provided | Not provided | Not provided
469 | ORCR | ACEPD | City of Gainesville/ FDOT District 2 | ALACHUA22 | Stream Bioassessment Study Project | The Stream Bioassessment Study project includes Stream Condition Index (SCI) in-stream biological assessments and Hester-Dendy sampling and analysis to provide ambient monitoring for TMDL and impaired watersheds. | Study | Completed | 2017 | 2019 | N/A | N/A | Orange Creek Basin | N/A | 85969.84 | N/A | Gainesville Clean Water Partnership/ Alachua County/ City of Gainesville/ FDOT District 2 | Not provided | N/A | Not provided | 29.605 | -82.301
470 | ORCR | ACEPD | DEP/ SJRWMD | NEW42 | Newnans Lake Improvement Initiative (NLII) Phase II | The NLII Phase II project includes construction of a permeable reactive weir for Little Hatchet Creek and assessment of Hatchet Creek to locate potential areas for instream nutrient reduction treatment and construct 1 to 2 treatment weir structures. | Control Structure | Completed | 2018 | 2020 | Not provided | Not provided | Orange Creek Basin | Not provided | 315000 | Not provided | Legislative Funding Administered through DEP Division of Water Restoration Assistance/ SJRWMD Cost-Share | Not provided | LP01121 | Not provided | 29.69827243 | -82.27423354
471 | ORCR | ACEPD | City of Gainesville/ FDOT District 2 | ALACHUA21 | Interactive Stormwater/Wastewater Model | Interactive tabletop model for teaching children and adults about difference between storm sewers and sanitary sewers. Reduces nutrient sources and bacteria sources in all watersheds. | Education Efforts | Ongoing | 2017 | N/A | N/A | N/A | Orange Creek Basin | N/A | 6500 | Not provided | Gainesville Clean Water Partnership/ Alachua County/ City of Gainesville/ FDOT District 2 | Not provided | N/A | Not provided | TBD | TBD
472 | ORCR | ACEPD | Adventure Outpost | ALACHUA20 | Inspiring Behavior Change through Experiencing the Santa Fe River and Springs | Implement education by coordinating 5 to 6 interactive paddling trips on Santa Fe River with 120 stakeholders to explore actions that affect health of springs and groundwater. Reduces nutrient sources in all watersheds. | Education Efforts | Completed | 2018 | 2019 | N/A | N/A | Orange Creek Basin | N/A | 12600 | N/A | Alachua County/ Fish and Wildlife Foundation Florida Springs Protection License Plate Grant | Not provided | N/A | Not provided | 29.605 | -82.301
473 | ORCR | ACPCL | SJRWMD | OR02 | Longleaf Flatwoods Preserve Land Acquisition | Alachua County. Land acquisition–Longleaf Flatwoods Preserve. | Land Acquisition | Completed | Not provided | 2003 | N/A | N/A | Orange Lake Basin | 1388 | 2191500 | N/A | Alachua County Forever Bond Proceeds/ SJRWMD | Not provided | N/A | Not provided | 29.5568214239789 | -82.1970975681519
474 | ORCR | GRU | SJRWMD/ Homeowners | HOG32 | Hogtown Creek Improvements | Abandon two creek side OSTDS (4029 & 4039 NW 8th Ave) and connect to GRUs sanitary sewer system and reduce fecal coliform and nutrient loading. | OSTDS Phase Out | Underway | 2016 | TBD | 84 | 37 | Hogtown Creek Basin | N/A | 32000 | N/A | GRU Connect Free Program/ SJRWMD Cost-Share Program/ Homeowner Contribution | Not provided | N/A | 28849 | 29.659298 | -82.385865
475 | ORCR | City of Gainesville | FCT | NEW16 | Duval Neighborhood Stormwater Park Land Acquisition | Duval Basin land acquisition. | Land Acquisition | Completed | Prior to 2008 | Prior to 2008 | N/A | N/A | Newnans Lake Basin | N/A | 238291 | N/A | FCT/ CDBG | FCT – $140,412/ CDBG – $97,879 | N/A | N/A | 29.6565690654379 | -82.2958606802357
476 | ORCR | City of Gainesville | EPA/ SJRWMD | URBAN02 | Hydrodynamic Separator Number 1 | Hydrodynamic separator Sweetwater URBAN02. Installation and operation of baffle box ion SE 1st Avenue in downtown Gainesville for sediment collection. | Baffle Boxes- Second Generation | Completed | Prior to 2008 | Prior to 2008 | 14 | 5 | Sweetwater Branch/ Paynes Prairie/ Alachua Sink Basin | 11.5 | 26260 | 3500 | City of Gainesville Stormwater Management Utility Fee/ EPA Grant/ SJRWMD | Not provided | N/A | N/A | 29.6510577113717 | -82.320619071682
477 | ORCR | ACPWD | N/A | LOCH09 | NE 179th Street Erosion Control | Intersection of NE 179th Street and SR 26. Description: Construction of a sediment trap in the roadside swale of NE 179th Street to trap sediment from NE 179th Street that discharged into the swales on SR 26 and eventually into Lochloosa Creek. | Baffle Boxes- First Generation | Completed | 2010 | 2010 | Not provided | Not provided | Lochloosa Lake Basin | Not provided | Not provided | Not provided | Not provided | Not provided | N/A | Not provided | 29.7170462198119 | -82.1327665404224
478 | ORCR | ACEPD | City of Gainesville/ FDOT District 2 | NEW32 | Little Hatchet Creek | Field survey and sampling of stream bank soils along Little Hatchet Creek near the Gainesville Regional Airport to evaluate soil/sediment phosphorus. | Monitoring/Data Collection | Completed | 2014 | 2015 | N/A | N/A | Newnans Lake Basin | N/A | 5235 | N/A | Gainesville Clean Water Partnership/ Alachua County/ City of Gainesville/ FDOT District 2 | Not provided | N/A | Not provided | 29.6982724291812 | -82.2742335425944
479 | ORCR | ACEPD | N/A | NEW36 | Reduce phosphorus load to Newnans Lake from Little Hatchet Creek | Identify and prioritize cost effective restoration strategies to improve water quality in the headwaters of Newnans Lake. Perform pre-design studies focused phosphorus reduction in Little Hatchet Creek. | Study | Completed | Not provided | 2018 | N/A | N/A | Newnans Lake Basin | N/A | 130000 | N/A | DEP | Not provided | N/A | Not provided | 29.644 | -82.222
480 | ORCR | ACEPD | N/A | NEW37 | Reduce phosphorus load to Newnans Lake from Gum Root Swamp | Identify and prioritize cost effective restoration strategies to improve water quality in the headwaters of Newnans Lake. Perform pre-design studies focused phosphorus reduction in Gum Root Swamp. | Study | Canceled | N/A | N/A | N/A | N/A | Newnans Lake Basin | N/A | 116000 | N/A | DEP | Not provided | N/A | Not provided | 29.644 | -82.222
489 | ORCR | City of Gainesville | Alachua County/ FDOT District 2 | MSPERMIT01 | City of Gainesville Water Pollution Prevention Program NPDES MS4 Permit | Urbanized area of Gainesville and Alachua County. City of Gainesville Water Pollution Prevention Program NPDES MS4 Permit. | Education Efforts | Ongoing | 2003 | N/A | N/A | N/A | Orange Creek Basin | N/A | 2940174 | N/A | City of Gainesville Stormwater Management Utility Fee/ Gainesville Clean Water Partnership (City of Gainesville/ Alachua County/ and FDOT District 2) | COG - $1,608,599 | N/A | N/A | 29.6658656039816 | -82.3391339827337
490 | ORCR | ACPCL | FWS | OCB02 | Little Orange Creek Land Acquisition | Alachua County. Land acquisition–Little Orange Creek. No increase in surface runoff of pollutants because of land use change, continued aquifer recharge and ecosystem/habitat preservation. | Land Acquisition | Completed | Not provided | 2012 | N/A | N/A | Orange Creek Basin | 702 | 1775000 | N/A | Alachua County Fee Simple/ Wild Spaces and Public Places Sales Tax/ North American Wetland Act Grant/ Alachua Conservation Trust | Not provided | N/A | Not provided | 29.6238787187096 | -82.0582131688285
491 | ORCR | City of Gainesville | FCT/ DEP/ FDOT/ HUD | NEW19 | Duval Stormwater Park | Duval Stormwater Park is located on NE 21st St. in Gainesville "Front Porch Community". | Regional Stormwater Treatment | Completed | 2008 | 2011 | 653 | 95 | Newnans Lake Basin | 68 | 891609 | N/A | Stormwater Management Utility Fees/ FDOT Cost-Share Grant/ DEP Grant/ CDBG/ FCT Funds | $1,130,000 | Not provided | N/A | 29.6565690654379 | -82.2958606802357
492 | ORCR | City of Gainesville | N/A | TUM02 | SW 11th Avenue Storm Sewer | 1200 block SW 11th Avenue. Improvement to storm sewer system. Stabilize creek outfall. Reduces sediment load. | Stormwater System Upgrade | Completed | 2003 | 2004 | N/A | N/A | Sweetwater Branch/ Paynes Prairie/ Alachua Sink Basin | N/A | 88000 | N/A | City of Gainesville Stormwater Management Utility Fee | Not provided | N/A | N/A | 29.6402007016081 | -82.3370609938284
493 | ORCR | FDOT District 2 | N/A | NEW38 | FDOT Fertilizer Cessation-Newnans | State maintain-ed roadways and rights-of-way. Routine fertilizer use was stopped to reduce nutrient loading in stormwater runoff from state-maintained roadways. Eliminates historical practice of fertilizing 15-foot strip adjacent to paved surface. | Fertilizer Cessation | Completed | 2008 | 2008 | 1285.49 | 247.98 | Newnans Lake Basin | 59.02 | N/A | N/A | Florida Legislature | N/A | N/A | Not provided | 29.68515 | -82.223525
494 | ORCR | City of Gainesville | Alachua County | TUM24 | City of Gainesville Rain and Weather Gauges | Gainesville Urban Area. Installation of three weather stations to monitor rain, temperature and other weather data at various points across Gainesville. | Monitoring/Data Collection | Ongoing | 2017 | N/A | N/A | N/A | Orange Creek Basin | N/A | 225000 | 45000 | City of Gainesville Stormwater Management Utility Fee | COG SMU - $135,000/ AC - $90,000 | N/A | N/A | 29.6658656039816 | -82.3391339827337
503 | ORCR | City of Gainesville | Alachua County/ FDOT District 2/ UF– IFAS/ Alachua County Extension | ALACHUA16 | Florida Friendly Landscaping Education Programs | Commercial and residential landscape education program. | Education Efforts | Ongoing | 2003 | N/A | N/A | N/A | Orange Creek Basin | N/A | N/A | 10000 | Gainesville Clean Water Partnership/ Alachua County/ City of Gainesville/ FDOT District 2 | N/A | N/A | N/A | 29.6658656039816 | -82.3391339827337
504 | ORCR | ACEPD | City of Gainesville/ FDOT District 2 | ALACHUA06 | Landscaping Debris Social Marketing | Implement social marketing campaign designed to get citizens to keep landscaping debris out of the roads and stormwater collection systems. Reduces bacteria and nutrient sources in all watersheds. | Education Efforts | Ongoing | Not provided | N/A | N/A | N/A | Orange Creek Basin | N/A | 50000 | 7000 | Gainesville Clean Water Partnership/ Alachua County/ City of Gainesville/ FDOT District 2 | Not provided | N/A | Not provided | 29.605 | -82.301
505 | ORCR | ACPCL | N/A | AS17 | Prairie Creek Conservation Cemetery | Paynes Prairie. Conservation Easement acquisition - Crevasse (Prairie Creek by Paynes Prairie. No increase in surface runoff of pollutants due to land use change, continued aquifer recharge and ecosystem/habitat preservation. | Land Acquisition | Completed | Not provided | 2010 | N/A | N/A | Sweetwater Branch/ Paynes Prairie/ Alachua Sink Basin | 79 | 324022 | N/A | Alachua County Forever Bond Proceeds | Not provided | N/A | Not provided | 29.586626552838 | -82.2404347851947
506 | ORCR | ACPCL | Paynes Prairies Preserve State Park | AS20 | Teuton | Paynes Prairie. Alachua County. Land acquisition - Teuton parcel 2.02 acres. To be managed as part of Paynes Prairie Preserve State Park. | Land Acquisition | Completed | 2014 | 2014 | N/A | N/A | Sweetwater Branch/ Paynes Prairie/ Alachua Sink Basin | 2.02 | 11424 | N/A | Wild Spaces Public Place Surtax | Not provided | N/A | Not provided | 29.6132248260415 | -82.255126883562
507 | ORCR | ACEPD | City of Gainesville/ FDOT District 2 | BACTERIA03 | Coliform Wet and Dry Season Assessment | Assessment of wet and dry season fecal coliform concentrations in Gainesville urban creeks. | Study | Completed | 2006 | 2007 | N/A | N/A | Tumblin Creek/ Sweetwater Branch/ Hogtown Creek Basins | N/A | 15000 | N/A | Gainesville Clean Water Partnership/ Alachua County/ City of Gainesville/ FDOT District 2 | Not provided | N/A | Not provided | 29.669 | -82.334
508 | ORCR | ACEPD | City of Gainesville/ FDOT District 2 | BACTERIA17 | Outfall Reconnaissance Inventory (ORI) | Gainesville urban area. Reconnaissance of all outfalls and visual observations and sampling of suspect outfalls and stormwater pipes discharging to urban creeks with high fecal coliform concentrations. Identify and eliminate sources. | Study | Completed | Not provided | 2010 | N/A | N/A | Tumblin Creek/ Sweetwater Branch/ Hogtown Creek Basins | N/A | 1100 | N/A | Gainesville Clean Water Partnership/ Alachua County/ City of Gainesville/ FDOT District 2 | Not provided | N/A | Not provided | 29.669 | -82.334
509 | ORCR | ACEPD | N/A | BACTERIA18 | Private Wastewater Collection System Pilot Study | Gainesville Urban Area. Conducted a pilot study of private wastewater collection systems. Pilot tests were conducted and a report was written. ACEPD may pursue a private collection system monitoring program in the future. | Study | Completed | Not provided | 2008 | N/A | N/A | Tumblin Creek/ Sweetwater Branch/ Hogtown Creek Basins | N/A | Not provided | N/A | Alachua County General Fund | Not provided | N/A | Not provided | 29.669 | -82.334
515 | ORCR | ACEPD | UF–IFAS Extension Service/ City of Gainesville/ FDOT District 2/ Current Problems, Inc. (Adopt A River) | TUM18 | Tumblin Basin Vegetative Enhancement | Public education workshop conducted to provide information to citizens about stormwater pond vegetative enhancement. | Education Efforts | Completed | 2005 | 2005 | N/A | N/A | Sweetwater Branch/ Paynes Prairie/ Alachua Sink Basin | N/A | 7500 | N/A | Gainesville Clean Water Partnership/ Alachua County/ City of Gainesville/ FDOT District 2 | Not provided | N/A | Not provided | 29.638 | -82.338
516 | ORCR | ACEPD | City of Gainesville/ FDOT District 2 | ALACHUA03 | Water Quality Protection BMP Training | Offer DEP Florida Stormwater, Erosion, and Sedimentation Control Inspector Training. Reduces impacts from uncontrolled erosion and sedimentation on the construction sites. | Education Efforts | Ongoing | Not provided | N/A | N/A | N/A | Orange Creek Basin | N/A | N/A | 2000 | Gainesville Clean Water Partnership (Alachua County/ City of Gainesville/ FDOT District 2 | Not provided | N/A | Not provided | 29.605 | -82.301
517 | ORCR | ACHD | Not provided | WAU01 | Evaluation of Septic Systems Surrounding Lake Wauberg | Lake Wauberg Watershed. Includes identifying parcels with septic systems, conducting soil borings to check water table, and sampling for nutrients. | Study | Completed | 2004 | 2005 | N/A | N/A | Lake Wauberg Basin | N/A | 15000 | N/A | FDOH | Not provided | N/A | Not provided | 29.5297545045475 | -82.3021797967939
518 | ORCR | ACEPD | N/A | ALACHUA05 | Stormwater Basin Monitoring | Monitor water quality in various stormwater basins to understand if they are sinks or sources of nutrients and bacteria. Provide data for determining how stormwater basins affect water quality. | Monitoring/Data Collection | Completed | Not provided | 2015 | N/A | N/A | Orange Creek Basin | N/A | 6000 | N/A | Alachua County General Fund | Not provided | N/A | Not provided | 29.605 | -82.301
519 | ORCR | City of Gainesville | N/A | TUM25 | Tumblin Creek SW 9th Street Pipe Upgrade | Tumblin Creek watershed. Stormwater pipe upgrade. Replacement of existing older pipes to better convey stormwater to the headwaters of Tumblin Creek. | Stormwater System Upgrade | Completed | 2014 | 2017 | N/A | N/A | Sweetwater Branch/ Paynes Prairie/ Alachua Sink Basin | N/A | 920000 | N/A | City of Gainesville Stormwater Management Utility Fee | Not provided | N/A | N/A | 29.6419280790698 | -82.3330270511855
1524 | LSJT | City of Atlantic Beach | N/A | AB-013 | Manhole Inspections and Rehabilitation | Line manholes in easement from Donner to Stanley. | FIB- Sanitary Sewer | Completed | Not provided | Prior to 2010 | N/A | N/A | Hopkins Creek | N/A | Not provided | N/A | Atlantic Beach | Not provided | Not provided | Not provided | Not provided | Not provided
554 | ORCR | FWC | DEP Cooperative Aquatic Plant Management Program | NEW11 | Newnans Lake Planting-Fiscal Year (FY) 2005–06 | Newnans Lake east shore, south of Windsor ramp. Transplant 90,000 maidencane, knotgrass and giant bulrush plants (30,000 of each species) in areas where littoral habitat is sparse. | SAV Planting | Completed | 2005 | 2006 | N/A | N/A | Newnans Lake Basin | N/A | 19500 | N/A | FWC | $19,500 | N/A | Not provided | 29.635137147464 | -82.2051505669424
555 | ORCR | FWC | DEP Cooperative Aquatic Plant Management Program | NEW13 | Newnans Lake Herbicide | Newnans Lake east shore, near Windsor ramp. Herbicide control of tussocks (pennywort, Scirpus cubensis, cupscale). The FWC removed dense mats of herbaceous tussock in order to promote establishment of beneficial SAV and rooted emergent species. | Wetland Restoration | Completed | 2006 | 2006 | N/A | N/A | Newnans Lake Basin | 15 | 1000 | N/A | FWC | $1,000 | N/A | Not provided | 29.6366571520619 | -82.2026005034601
556 | ORCR | FWC | ACEPD/ Two Private Landowners | OR17 | Cypress Strand Planting | Orange Lake-Essen Run. A total of 1,500 bald cypress, 300 red maple and 200 Carolina ash were planted at two sites totaling 3.5 acres. Stabilizes shoreline and provides forested wetland fish and wildlife habitat. | Wetland Restoration | Completed | 2009 | 2009 | N/A | N/A | Orange Lake Basin | 3.5 | 7109 | N/A | FWC/ ACEPD and Marion County Provided In-kind Services | $7,109 | N/A | Not provided | 29.4290759746332 | -82.1497442931242
557 | ORCR | FWC | N/A | OR18 | Planting of Wetland Trees | Planting of 175 trees comprising Taxodium distichum, Nyssa sylvatica, and Fraxinus caroliniana in littoral zone of Orange Lake. Stabilizes shoreline and provides forested wetland fish and wildlife habitat. Provides vegetated buffer to adjacent upland. | Wetland Restoration | Completed | 2012 | 2012 | N/A | N/A | Orange Lake Basin | N/A | 1225 | N/A | FWC | $1,225 | N/A | Not provided | 29.4633994832183 | -82.1773905163332
558 | ORCR | FWC | N/A | OR19 | Exotic Tree Control | Removal of exotic trees from littoral zone of Orange Lake including Triadica sebifera and Melia azedarach. Stabilizes shoreline and provides forested wetland fish and wildlife habitat. Also provides vegetated buffer to adjacent upland. | Exotic Vegetation Removal | Completed | 2011 | 2011 | N/A | N/A | Orange Lake Basin | N/A | 6082 | N/A | FWC | $6,082 | N/A | Not provided | 29.4633994832183 | -82.1773905163332
559 | ORCR | FWC | Orange Lake Association | OR24 | Orange Lake / Cypress Island Shallow/Deep Marsh Restoration | The landowner adjacent to this site received a cost-share grant from the U.S. Fish and Wildlife Service Partners for Wildlife program to control woody shrub encroachment into herbaceous marsh zone during and extended drawdown. | Wetland Restoration | Completed | 2016 | 2016 | N/A | N/A | Orange Lake Basin | N/A | 120000 | N/A | FWC | $120,000 | N/A | Not provided | 29.4249875855985 | -82.1462175952147
560 | ORCR | FDOT District 2 | N/A | URBAN04-SWT | State Roads Street Sweeping | Urban Area Paynes Prairie Basin. Street sweeping of state roads in urbanized areas that have curb and gutter. Includes US 441, SR 26, SR 20, SR 24, SR 128, SR 222, and SR 121. | Street Sweeping | Ongoing | Not provided | N/A | 75.7873 | 48.4 | Sweetwater Branch/ Paynes Prairie/ Alachua Sink Basin | N/A | N/A | Not provided | Florida Legislature | Not provided | N/A | Not provided | 29.613341 | -82.3544
561 | ORCR | City of Gainesville | N/A | URBAN15-HOG | Storm Drain Cleaning | Storm drain cleaning, urban Gainesville area Hogtown Creek Basin. | BMP Cleanout | Ongoing | Prior to 2008 | N/A | 58 | 26 | Hogtown Creek Basin | N/A | N/A | 9000 | City of Gainesville Stormwater Management Utility Fee | Not provided | N/A | N/A | 29.6771987510819 | -82.3625013414148
1446 | LSJT | City of Neptune Beach | N/A | NB-027 | Rehabilitation of Manhole #23 on 1st St. at South St. | Rehabilitate existing manhole to reduce I&I. | FIB- Sanitary Sewer | Completed | Not provided | Prior to 2010 | N/A | N/A | Hopkins Creek | N/A | 4500 | N/A | Neptune Beach | Not provided | Not provided | Not provided | 30.31453362 | -81.3987726
1447 | LSJT | City of Neptune Beach | N/A | NB-028 | Create GIS Mapping System for City Lift Station Inventory | Put together GIS mapping system and collect data for city's sanitary sewer lift station facilities. | FIB- Sanitary Sewer | Completed | Not provided | 2011 | N/A | N/A | Hopkins Creek | N/A | 2000 | N/A | Neptune Beach | Not provided | Not provided | Not provided | 30.31453362 | -81.3987726
1448 | LSJT | City of Neptune Beach | N/A | NB-029 | Create GIS mapping system for City Gravity Sanitary Sewer Inventory | Put together GIS mapping system and collect data for city's gravity sanitary sewer facilities. | FIB- Sanitary Sewer | Completed | Not provided | 2011 | N/A | N/A | Hopkins Creek | N/A | 5000 | N/A | Neptune Beach | Not provided | Not provided | Not provided | 30.31453362 | -81.3987726
1449 | LSJT | City of Neptune Beach | N/A | NB-030 | Create GIS Mapping System of Private Lift Station Inventory | Put together GIS mapping system and collect data for private lift station facilities in city. | FIB- Sanitary Sewer | Completed | Not provided | 2011 | N/A | N/A | Hopkins Creek | N/A | 2500 | N/A | Neptune Beach | Not provided | Not provided | Not provided | 30.31453362 | -81.3987726
1450 | LSJT | City of Neptune Beach | N/A | NB-031 | FOG Program | Routinely inspect grease traps and downstream sanitary sewer primarily at restaurant locations in city. | FIB- Sanitary Sewer | Completed | Not provided | Prior to 2010 | N/A | N/A | Hopkins Creek | N/A | N/A | 5000 | Neptune Beach | Not provided | Not provided | Not provided | 30.31453362 | -81.3987726
1451 | LSJT | City of Jacksonville | N/A | COJ-137 | Structure Blocked/Repair/General Flooding | All maintenance activities presented were completed in response to CARE requests. Costs shown are limited to activities completed after release of work order system. | FIB- Stormwater | Ongoing | Not provided | N/A | N/A | N/A | Craig Creek/ McCoy Creek/ Williamson Creek/ Fishing Creek/ Deep Bottom Creek/ Moncrief Creek/ Blockhouse Creek/ Hopkins Creek/ Cormorant Creek/ Wills Branch/ Sherman Creek/ Greenfield Creek/ Pottsburg Creek/ Middle Trout River/ Lower Trout River | N/A | 277721.15 | N/A | COJ | Not provided | Not provided | Not provided | 30.2941684228 | -81.6419717476
1798 | LSJT | JEA | N/A | JEA-038 | Manhole Linings Rehabilitated | Replace failing/leaking infrastructure. 4376 ft of pipe replaced by pipe bursting in 2020. | FIB- Sanitary Sewer | Completed | 2009 | 2010 | N/A | N/A | Craig Creek/ McCoy Creek/ Williamson Creek/ Fishing Creek/ Deep Bottom Creek/ Moncrief Creek/ Blockhouse Creek/ Cormorant Branch/ Wills Branch/ Greenfield Creek/ Pottsburg Creek/ Middle Trout River/ Lower Trout River | N/A | 150000 | 150000 | JEA | $150,000 | N/A | N/A | 30.361598 | -81.582072
1799 | LSJT | JEA | N/A | JEA-037 | CIPP – Install New Inner Lining | Rehabilitate failing/leaking infrastructure. | FIB- Sanitary Sewer | Completed | 2009 | 2010 | N/A | N/A | Craig Creek/ McCoy Creek/ Williamson Creek/ Fishing Creek/ Moncrief Creek/ Greenfield Creek/ Wills Branch/ Greensfield Creek-Freshwater/ Greenfield Creek-Marine/ Pottsburg Creek- Freshwater/ Pottsburg Creek-Marine | N/A | 626970 | 626970 | JEA | $626,970 | N/A | N/A | 30.361598 | -81.582072
1851 | LSJT | JEA | N/A | JEA-010 | Pipe Cleaning | Clean existing pipes to avoid blockages. 10273 ft. cleaned in 2020. | FIB- Sanitary Sewer | Ongoing | 2009 | N/A | N/A | N/A | Newcastle Creek/ Hogan Creek/ Butcher Pen Creek/ Miller Creek/ Miramar Creek/ Big Fishweir Creek/ Deer Creek/ Goodbys Creek/ Open Creek | N/A | 9964 | 9964 | JEA | $9,964 | N/A | N/A | 30.361598 | -81.582072
1852 | LSJT | JEA | N/A | JEA-009 | Pipe TV Inspection | Inspect existing infrastructure through use of closed-circuit television. 14089 Ft. inspected in 2020. | FIB- Sanitary Sewer | Ongoing | 2009 | N/A | N/A | N/A | Newcastle Creek/ Hogan Creek/ Butcher Pen Creek/ Miller Creek/ Big Fishweir Creek/ Deer Creek/ Goodbys Creek/ Open Creek/ Miramar Creek | N/A | 5495 | 5495 | JEA | TBD | N/A | N/A | 30.361598 | -81.582072
1853 | LSJT | JEA | N/A | JEA-008 | FOG Reduction Program | FOG Reduction Program. | FIB- Sanitary Sewer | Ongoing | 2009 | N/A | N/A | N/A | Newcastle Creek/ Hogan Creek/ Butcher Pen Creek/ Miller Creek/ Miramar Creek/ Big Fishweir Creek/ Deer Creek/ Terrapin Creek/ Goodbys Creek/ Open Creek | N/A | N/A | Not provided | JEA | N/A | N/A | N/A | 30.361598 | -81.582072
1854 | LSJT | JEA | N/A | JEA-007 | Pump Station Class I/II Rebuilding | Repair or replace components of existing pump stations. | FIB- Sanitary Sewer | Ongoing | 2009 | N/A | N/A | N/A | Newcastle Creek/ Hogan Creek/ Butcher Pen Creek/ Miramar Creek/ Goodbys Creek/ Big Fishweir Creek/ Open Creek | N/A | TBD | TBD | JEA | TBD | N/A | N/A | 30.361598 | -81.582072
1855 | LSJT | JEA | N/A | JEA-004 | ARV Inspection and Rehabilitation | ARV inspection and rehabilitation. 23 ARVs inspected and 3 Arvs replaced in 2020. | FIB- Sanitary Sewer | Ongoing | 2009 | N/A | N/A | N/A | Newcastle Creek/ Butcher Pen Creek/ Miller Creek/ Miramar Creek/ Big Fishweir Creek/ Deer Creek/ Terrapin Creek/ Goodbys Creek/ Open Creek/ Hogan Creek | N/A | TBD | TBD | JEA | TBD | N/A | N/A | 30.361598 | -81.582072
1856 | LSJT | JEA | N/A | JEA-006 | Force Main Discharge Manholes Inspection and Repair | Inspection, repair and rehabilitation of manholes which receive force main discharge. These manholes are subjected to increased deterioration due to higher concentrations of sewer gasses associated with pressurized discharge of sewage. | FIB- Sanitary Sewer | Ongoing | 2009 | N/A | N/A | N/A | Newcastle Creek/ Hogan Creek/ Butcher Pen Creek/ Miller Creek/ Miramar Creek/ Big Fishweir Creek/ Deer Creek/ Terrapin Creek/ Goodbys Creek/ Open Creek | N/A | 466576 | 466576 | JEA | $466,576 | N/A | N/A | 30.361598 | -81.582072
1463 | LSJT | City of Jacksonville | N/A | COJ-063 | Walk the WBID Effort | Conduct Walk the WBID in central portion of watershed to identify sources. | FIB- Source Identification Activities | Completed | Not provided | 2010 | N/A | N/A | Goodbys Creek | N/A | Not provided | N/A | COJ | Not provided | Not provided | Not provided | 30.2138080777 | -81.6092496189
1464 | LSJT | City of Jacksonville | N/A | COJ-064 | Improve Drainage Pine Tree Rd. | Road does not drain adequately. | FIB- Stormwater | Completed | Not provided | 2010 | N/A | N/A | Open Creek | Not provided | 20142 | N/A | COJ | Not provided | Not provided | Not provided | 30.2675530484 | -81.4540747131
1465 | LSJT | City of Jacksonville | N/A | COJ-065 | RSF | 0.4 acre RSF planed under MSMP, construction subject to funding. | FIB- Stormwater | Planned | Not provided | 2010 | N/A | N/A | Newcastle Creek | Not provided | 110000 | N/A | COJ | Not provided | Not provided | Not provided | 30.3618026648 | -81.581907063
1466 | LSJT | City of Jacksonville | N/A | COJ-066 | 3833 Hermitage Rd. East | Pipe replacement. | FIB- Stormwater | Completed | Not provided | 2010 | N/A | N/A | Newcastle Creek | N/A | 17788 | N/A | COJ | Not provided | Not provided | Not provided | 30.3618026648 | -81.581907063
1644 | LSJT | FDOH | N/A | FDOH-022 | Complaint Investigations | FDOH investigates all complaints received, performs site visit, and initiates enforcement action on sanitary nuisance violations. | FIB- OSTDS | Completed | Not provided | Prior to 2010 | N/A | N/A | Craig Creek/ McCoy Creek/ Williamson Creek/ Fishing Creek/ Deep Bottom Creek/ Moncrief Creek/ Blockhouse Creek/ Hopkins Creek/ Cormorant Branch/ Wills Branch/ Sherman Creek/ Greenfield Creek/ Pottsburg Creek/ Middle Trout River/ Lower Trout River | N/A | 1850 | Not provided | FDOH | Not provided | Not provided | Not provided | Not provided | Not provided
1645 | LSJT | FDOT District 2 | N/A | FDOT-036 | Stormwater Management Systems | Atlantic Blvd. widening stormwater project–construct wet detention ponds. | FIB- Stormwater | Completed | Not provided | Prior to 2010 | N/A | N/A | Greenfield Creek | Not provided | Not provided | Not provided | Florida Legislature | Not provided | Not provided | Not provided | 30.3224798196 | -81.4599212697
1646 | LSJT | FDOH | N/A | FDOH-013 | Walk the WBID Follow-up | Address any mutually agreed-on action items identified as result of 2014 Walk the WBID. | FIB- Source Identification Activities | Completed | Not provided | Prior to 2009 | N/A | N/A | Countywide | N/A | Not provided | N/A | FDOH | Not provided | Not provided | Not provided | Not provided | Not provided
1647 | LSJT | City of Neptune Beach | N/A | NB-056 | Culvert Replacement on South St. | 31 LF of culvert replacement on South St. | FIB- Stormwater | Completed | 2015 | 2015 | N/A | N/A | Hopkins Creek | N/A | 702 | N/A | Neptune Beach | Not provided | Not provided | Not provided | 30.31363521 | -81.39852583
1648 | LSJT | City of Neptune Beach | N/A | NB-046 | Storm Sewer Rehab In Driftwood Subdivision | Point repair of storm sewer in the Driftwood that was found to have offset joints. (Note this may be a repeat of NB-054). | FIB- Stormwater | Canceled | Not provided | Prior to 2010 | N/A | N/A | Hopkins Creek | N/A | N/A | N/A | Neptune Beach | Not provided | Not provided | Not provided | 30.32135011 | -81.40780628
1649 | LSJT | City of Neptune Beach | N/A | NB-047 | Storm Sewer Repair on 5th St. Across from Fletcher High School | Replace 30 linear feet of existing storm sewer that crossed 5th St. discharging into major conveyance ditch. (Note this may be a repeat of NB-055). | FIB- Stormwater | Canceled | Not provided | Prior to 2010 | N/A | N/A | Hopkins Creek | N/A | 5000 | N/A | Neptune Beach | Not provided | Not provided | Not provided | 30.30870774 | -81.40026391
1650 | LSJT | City of Neptune Beach | N/A | NB-048 | Culvert Replacement on South St. | 30 linear feet of culvert replacement on South St. (Note this may be a repeat of NB-056). | FIB- Stormwater | Canceled | Not provided | Prior to 2010 | N/A | N/A | Hopkins Creek | N/A | 6000 | N/A | Neptune Beach | Not provided | Not provided | Not provided | 30.31363521 | -81.39852583
520 | ORCR | ACEPD | N/A | ALCODE02 | Fertilizer and Landscape Irrigation Codes | Adopt and enforce Fertilizer Management and Landscape Irrigation Ordinances. Reduce volume of runoff from over irrigation and reduce nutrient loading from the use of fertilizers. | Education Efforts | Ongoing | Not provided | N/A | N/A | N/A | Orange Creek Basin | N/A | N/A | Not provided | Alachua County General Fund | Not provided | N/A | Not provided | Not provided | Not provided
521 | ORCR | ACEPD | N/A | AS04 | Expanded Nutrient Monitoring Alachua Sink | Expanded nutrient monitoring of Alachua Sink. To determine current water quality and water level conditions in Alachua Sink. | Monitoring/Data Collection | Completed | 2004 | 2004 | N/A | N/A | Sweetwater Branch/ Paynes Prairie/ Alachua Sink Basin | N/A | 5600 | N/A | Alachua County | Not provided | N/A | Not provided | 29.6051403394043 | -82.3006485422366
529 | ORCR | ACPCL | N/A | NEW21 | Kincaid and Tabone | Alachua County. Conservation easement acquisition–Kincaid and Tabone. | Land Acquisition | Completed | Not provided | 2012 | N/A | N/A | Newnans Lake Basin | 130 | 170000 | N/A | Alachua County Forever Bond Proceeds | Not provided | N/A | Not provided | 29.6484300760705 | -82.2501815038228
530 | ORCR | ACPCL | N/A | NEW22 | Smith | Alachua County. Conservation Easement acquisition–Smith. No increase in surface runoff of pollutants because of land use change, continued aquifer recharge and ecosystem/habitat preservation. | Land Acquisition | Completed | 2012 | 2012 | N/A | N/A | Newnans Lake Basin | 30 | 63750 | N/A | Alachua County Forever Bond Proceeds | Not provided | N/A | Not provided | 29.6463424633957 | -82.2541164423706
531 | ORCR | ACPCL | N/A | NEW23 | Wainberg Addition Number 2 | Alachua County. Land acquisition–Wainberg Addition. No increase in surface runoff of pollutants because of land use change, continued aquifer recharge and ecosystem/habitat preservation. Part of Newnans Lake Cypress Preserve. | Land Acquisition | Completed | Not provided | 2013 | N/A | N/A | Newnans Lake Basin | 1.3 | 14363 | N/A | Alachua County Forever Bond Proceeds | Not provided | N/A | Not provided | 29.6240501288815 | -82.2572633848255
532 | ORCR | ACEPD | City of Gainesville/ FDOT District 2 | ALACHUA04 | Pet Waste Outreach | Alachua County. Implement social marketing campaign to motivate citizens to scoop, bag, and trash dog wastes at home and in the community. Reduces bacteria and nutrient sources in all watersheds. | Education Efforts | Ongoing | Not provided | N/A | N/A | N/A | Orange Creek Basin | N/A | 40655 | 7000 | Gainesville Clean Water Partnership/ Alachua County/ City of Gainesville/ FDOT District 2 | Not provided | N/A | Not provided | 29.605 | -82.301
533 | ORCR | FDOT District 2 | N/A | WAU02 | FDOT Fertilizer Cessation-Wauberg | State maintained roadways and rights-of-way. Routine fertilizer use was stopped to reduce nutrient loading in stormwater runoff from state-maintained roadways. Eliminates historical practice of fertilizing 15-foot strip adjacent to paved surface. | Fertilizer Cessation | Completed | 2008 | 2008 | 163.61 | 34.37 | Lake Wauberg Basin | 7.51 | N/A | N/A | Florida Legislature | N/A | N/A | Not provided | 29.529925 | -82.31134
534 | ORCR | FDOT District 2 | N/A | OR22 | FDOT Fertilizer Cessation-Orange | State maintain-ed roadways and rights-of-way. Routine fertilizer use was stopped to reduce nutrient loading in stormwater runoff from state-maintained roadways. Eliminates historical practice of fertilizing 15foot strip adjacent to paved surface. | Fertilizer Cessation | Completed | 2008 | 2008 | 257.1 | 54.01 | Orange Lake Basin | 11.8 | N/A | N/A | Florida Legislature | N/A | N/A | Not provided | 29.581812 | -82.184350
535 | ORCR | FDOT District 2 | N/A | FDOT02-LOCH | Education Outreach | Lochloosa Lake state roads and rights-of-way. Education outreach. | Education Efforts | Ongoing | Not provided | N/A | 202 | 20 | Lochloosa Lake Basin | N/A | N/A | Not provided | Florida Legislature | N/A | N/A | Not provided | 29.5212479543051 | -82.1276685215399
536 | ORCR | FDOT District 2 | N/A | FDOT02-NEW | Education Outreach | Newnans Lake state roads and rights-of-ways. Education outreach. | Education Efforts | Ongoing | Not provided | N/A | 42 | 4 | Newnans Lake Basin | N/A | N/A | Not provided | Florida Legislature | N/A | N/A | Not provided | 29.651553753245 | -82.2184484946059
545 | ORCR | FDOT District 2 | N/A | NEW04 | Widening of SR 20 from 2 Lane to 4 Lane | Eastern urban area of Gainesville and Alachua County. Widening of SR 20 from 2-lane to 4-lane road with treatment. Three wet detention ponds installed to treat stormwater runoff along with more than 100 ditch blocks to capture runoff. | Grass swales with swale blocks or raised culverts | Completed | 1998 | 2006 | 2005 | 198 | Newnans Lake Basin | 355 | N/A | Not provided | Florida Legislature | Not provided | N/A | Not provided | 29.6072679841603 | -82.2284118143994
546 | ORCR | FDOT District 2 | Alachua County/ City of Gainesville | URBAN11 | FDOT Storm Sewer Geodatabase – Alachua County | Alachua County. Maintain a comprehensive geodatabase for FDOT-related storm sewer system data in Alachua County. Coordinate with COG and AC Public Works for data compatibility. | Monitoring/Data Collection | Ongoing | Not provided | N/A | N/A | N/A | Orange Creek Basin | N/A | 272375 | N/A | Florida Legislature | Not provided | N/A | Not provided | 29.6658656 | -82.3391
547 | ORCR | FDOT District 2 | N/A | HOG21 | Widening of SR 26A | Urban Gainesville Area. Widening of SR 26A with new stormwater runoff treatment. Pollutant removal by treatment of stormwater runoff from SR 26A. Addition of dry detention pond for treatment of stormwater runoff. | Dry Detention Pond | Completed | 2005 | 2006 | 63.37 | 28.37 | Hogtown Creek Basin | 15 | 3982382 | Not provided | Florida Legislature | Not provided | N/A | Not provided | 29.6507335696313 | -82.3703921147166
548 | ORCR | FDOT District 5 | N/A | OR26 | Fertilizer Cessation | District 5 maintained roads within the Orange Creek Basin BMAP limits (SR 200, SR 25). | Fertilizer Cessation | Completed | Not provided | 2008 | 2707 | 2707 | Orange Lake Basin | 186.5 | Not provided | Not provided | Florida Legislature | Not provided | N/A | Not provided | Not provided | Not provided
549 | ORCR | FDOT District 5 | N/A | OR27 | Swales | District 5 maintained roads within the Orange Creek Basin BMAP limits (I-75, SR 200, SR 25). Swale Systems which capture runoff and enhance infiltration. | Grass swales without swale blocks or raised culverts | Completed | Not provided | 2016 | 1691 | 227 | Orange Lake Basin | 842 | Not provided | Not provided | Florida Legislature | Not provided | N/A | Not provided | Not provided | Not provided
550 | ORCR | FWC | N/A | AS19 | Paynes Prairie Exotic Plant Control | Paynes Prairie. Control of exotic plants including Triadica sebifera, Melia azedarach, and Colocasia esculenta on 250 acres. Enhance success of native plants. | Exotic Vegetation Removal | Completed | 2012 | 2013 | N/A | N/A | Sweetwater Branch/ Paynes Prairie/ Alachua Sink Basin | 250 | 15285 | N/A | FWC | $15,285 | N/A | Not provided | 29.6025745978954 | -82.3211815246923
551 | ORCR | FWC | N/A | LOCH08 | Lochloosa Lake Annual Aquatic Plant Maintenance Program | Lochloosa Lake. Annual maintenance program for control of non-native species hydrilla, water hyacinth, wild taro, and water lettuce. Protects native plant communities and reduces organic muck buildup from growth of exotic species. | Exotic Vegetation Removal | Ongoing | Prior to 2008 | N/A | N/A | N/A | Lochloosa Lake Basin | 5075 | N/A | 20000 | FWC/ IPM Cooperative Aquatic Plant Management Program | Not provided | N/A | Not provided | 29.5187716778771 | -82.1270631740335
552 | ORCR | FWC | N/A | LOCH10 | Littoral Zone Planting 2009 | Lochloosa Lake littoral zone planting of 5,000 Paspalidium geminatum and 5,000 Schoenoplectus californicus. Enhance aquatic habitat, stabilize bottom, and reduce resuspension of sediment. | SAV Planting | Completed | 2009 | 2009 | N/A | N/A | Lochloosa Lake Basin | N/A | 3750 | N/A | FWC | $3,750 | N/A | Not provided | 29.5187716778771 | -82.1270631740335
553 | ORCR | FWC | N/A | LOCH11 | Cross Creek Exotic Plant Control | Cross Creek. Removal of exotic trees including Triadica sebifera. Improves aquatic habitat. | Exotic Vegetation Removal | Completed | Not provided | 2011 | N/A | N/A | Lochloosa Lake Basin | N/A | 6082.19 | N/A | FWC | $6,082 | N/A | Not provided | 29.4826506034911 | -82.1656332061435
1136 | LSJT | City of Jacksonville | N/A | COJ-250 | Cahoon and Burma | Drainage improvement. | FIB- Stormwater | Completed | Not provided | 2013 | N/A | N/A | Wills Branch | Not provided | 64267 | Not provided | COJ | Not provided | Not provided | Not provided | Incompatible Point | Incompatible Point
1137 | LSJT | City of Jacksonville | N/A | COJ-252 | Golfview West | Drainage improvement. | FIB- Stormwater | Completed | Not provided | 2013 | N/A | N/A | Wills Branch | Not provided | 24832 | Not provided | COJ | Not provided | Not provided | Not provided | Incompatible Point | Incompatible Point
1138 | LSJT | City of Jacksonville | N/A | COJ-237 | Renault/Apollo | Drainage improvements. | FIB- Stormwater | Completed | Not provided | 2012 | N/A | N/A | Sherman Creek | Not provided | 62972 | Not provided | COJ | Not provided | Not provided | Not provided | 30.3619116463 | -81.4126805523
1139 | LSJT | City of Jacksonville | N/A | COJ-254 | 3051 Herring Rd. | Drainage improvement. | FIB- Stormwater | Completed | Not provided | 2013 | N/A | N/A | Pottsburg Creek | Not provided | 26162 | Not provided | COJ | Not provided | Not provided | Not provided | 30.2942023473 | -81.5849666198
1140 | LSJT | City of Jacksonville | N/A | COJ-255 | Renault Dr./Apollo Dr. Part 2 | Drainage improvement. | FIB- Stormwater | Completed | Not provided | 2013 | N/A | N/A | Sherman Creek | Not provided | 13789 | Not provided | COJ | Not provided | Not provided | Not provided | 30.3619116463 | -81.4126805523
1141 | LSJT | City of Jacksonville | N/A | COJ-256 | 8602 Emerald Isle Circle South | Drainage improvement. | FIB- Stormwater | Completed | Not provided | 2013 | N/A | N/A | Pottsburg Creek | Not provided | 64764 | Not provided | COJ | Not provided | Not provided | Not provided | 30.2942023473 | -81.5849666198
1142 | LSJT | City of Jacksonville | N/A | COJ-257 | Leafy Lanes | Drainage improvement. | FIB- Stormwater | Completed | Not provided | 2013 | N/A | N/A | Pottsburg Creek | Not provided | 3389 | Not provided | COJ | Not provided | Not provided | Not provided | 30.2942023473 | -81.5849666198
1143 | LSJT | City of Jacksonville | N/A | COJ-258 | 10309 Iowa Avenue | Drainage improvement. | FIB- Stormwater | Completed | Not provided | 2013 | N/A | N/A | Middle Trout River | Not provided | 86748 | Not provided | COJ | Not provided | Not provided | Not provided | 30.4118618562 | -81.6806942495
1144 | LSJT | City of Jacksonville | N/A | COJ-259 | 8921 Messer Rd. | Drainage improvement. | FIB- Stormwater | Completed | Not provided | 2013 | N/A | N/A | Middle Trout River | Not provided | 25671 | Not provided | COJ | Not provided | Not provided | Not provided | 30.4118618562 | -81.6806942495
734 | LSJM | Smurfit-Stone Container | WestRock CP, LLC | SS-21 | Smurfit-Stone | Sludge drying bed clean out. | BMP Cleanout | Completed | Not provided | Not provided | N/A | N/A | Marine | 8.7 | 99596 | 103533.6 | WestRock CP, LLC | $99,596 | N/A | N/A | 30.423305 | -81.596194
735 | LSJM | Smurfit-Stone Container | WestRock CP, LLC | SS-20 | Smurfit-Stone | Sludge drying bed clean out. | BMP Cleanout | Completed | 2015 | 2015 | N/A | N/A | Marine | 8.7 | 47105 | 0 | WestRock CP, LLC | $47,105 | N/A | N/A | 30.423305 | -81.596194
736 | LSJM | Smurfit-Stone Container | WestRock CP, LLC | SS-03 | Smurfit-Stone | Routine WWTF maintenance. | Sanitary Sewer and Wastewater Treatment Facility (WWTF) Maintenance | Completed | 2009 | 2009 | N/A | N/A | Marine | 67 | 202016.1033 | 202016.1033 | WestRock CP, LLC | $202,016 | N/A | N/A | 30.423305 | -81.596194
737 | LSJM | Smurfit-Stone Container | WestRock CP, LLC | SS-18 | Smurfit-Stone | Sludge drying bed clean out. | BMP Cleanout | Completed | 2012 | 2012 | N/A | N/A | Marine | 8.7 | 87783 | 0 | WestRock CP, LLC | $87,783 | N/A | N/A | 30.423305 | -81.596194
754 | LSJM | JEA Aggregate | JEA | JEA-11 | JEA Royal Lakes FL0026751 | Complete phase out. | WWTF Nutrient Reduction | Completed | 2013 | 2014 | 0 | N/A | Marine | N/A | 9724000 | 0 | JEA | $9,724,000 | N/A | Not provided | 30.212 | -81.563
755 | LSJM | JEA Aggregate | JEA | JEA-10 | JEA Beacon Hills FL0026778 | Complete phase out. | WWTF Nutrient Reduction | Completed | 2010 | 2011 | 12540 | N/A | Marine | N/A | 2576000 | 0 | JEA | $2,576,000 | N/A | Not provided | 30.389 | -81.588
756 | LSJM | JEA Aggregate | JEA | JEA-09 | JEA Woodmere FL0026786 | Complete phase out. | WWTF Nutrient Reduction | Completed | 2006 | 2007 | 22000 | N/A | Marine | N/A | 2801000 | 0 | JEA | $2,801,000 | N/A | Not provided | 30.238 | -81.751
757 | LSJM | JEA Aggregate | JEA | JEA-08 | JEA San Pablo FL0024767 | Complete phase out. | WWTF Nutrient Reduction | Completed | 2006 | 2007 | 14001 | N/A | Marine | N/A | 3426000 | 0 | JEA | $3,426,000 | N/A | Not provided | 30.260 | -81.452
758 | LSJM | JEA Aggregate | JEA | JEA-07 | JEA Mandarin FL0023493 | Complete process improvements. | WWTF Nutrient Reduction | Completed | 2005 | 2007 | 27997 | N/A | Marine | N/A | 5507000 | 100000 | JEA | $5,507,000 | N/A | Not provided | 30.4179 | -81.622
759 | LSJM | JEA Aggregate | JEA | JEA-06 | JEA Monterey FL00230604 | Complete process improvements. | WWTF Nutrient Reduction | Completed | 2005 | 2008 | 78001 | N/A | Marine | N/A | 500000 | 0 | JEA | $500,000 | N/A | Not provided | 30.330 | -81.601
760 | LSJM | JEA Aggregate | JEA | JEA-05 | JEA Buckman FL0026000 | Complete process improvements. | WWTF Nutrient Reduction | Completed | 2005 | 2008 | 111000 | N/A | Marine | N/A | 18000000 | 0 | JEA | $18,000,000 | N/A | Not provided | 30.402 | -81.629
761 | LSJM | JEA Aggregate | JEA | JEA-04 | JEA Southwest FL0026468 | Complete process improvements. | WWTF Nutrient Reduction | Completed | 2006 | 2008 | 101000 | N/A | Marine | N/A | 16000000 | 100000 | JEA | $11,153,000 | N/A | Not provided | 30.232 | -81.723
762 | LSJM | JEA Aggregate | JEA | JEA-03 | JEA District II FL0026450 | Complete process improvements. | WWTF Nutrient Reduction | Completed | 2005 | 2008 | 308000 | N/A | Marine | N/A | 12000000 | 0 | JEA | $12,000,000 | N/A | Not provided | 30.406 | -81.618
763 | LSJM | JEA Aggregate | JEA | JEA-14 | JEA District II FL0026450 | Complete process improvements. | WWTF Nutrient Reduction | Completed | 2011 | 2013 | 87340 | N/A | Marine | N/A | 1200000 | 50000 | JEA | $1,200,000 | N/A | Not provided | 30.406 | -81.618
764 | LSJM | JEA Aggregate | JEA | JEA-01 | JEA Julington Creek FL0043591 | Complete process improvements. | WWTF Nutrient Reduction | Completed | 2004 | 2008 | 13000 | N/A | Marine | N/A | 5000000 | 0 | JEA | $5,000,000 | N/A | Not provided | 30.104 | -81.628
765 | LSJM | JEA Aggregate | JEA | JEA-15 | JEA San Jose FL0023663 | Complete phase out. | WWTF Nutrient Reduction | Completed | 2012 | 2014 | 0 | N/A | Marine | N/A | 4787000 | 0 | JEA | $4,787,000 | N/A | Not provided | 30.247 | -81.623
766 | LSJM | City of Jacksonville Beach MS4 | FDOT | JB-02 | Jax Bch MS4 FLS000013 | FDOT Beach Blvd. widening (Pond 2). | Dry Detention Pond | Completed | 2006 | 2010 | 31 | N/A | Marine | 39 | Not provided | Not provided | Not provided | Not provided | N/A | Not provided | Not provided | Not provided
767 | LSJM | City of Jacksonville Beach WWTF | City of Jacksonville Beach/ CRA/ SJRWMD | JB-01 | Jax Bch WWTF FL0020231 | Upgrade WWTF to advanced wastewater treatment for TN removal. | WWTF Nutrient Reduction | Completed | 2008 | 2012 | 47421 | N/A | Marine | N/A | 22100000 | 2327091 | SJRWMD/ CRA/ Water-Sewer Bonds | $11,000,000/ $5,600,000/ $600,000/ $4,900,000 | N/A | Not provided | Not provided | Not provided
768 | LSJM | Town of Hastings Non-MS4 | St. Johns County | HAS-05 | Hastings Non-MS4 | Credit traded to SJC-07 198 kg/yr of TP in freshwater section. Canceled in 2018. | Credit Trade | Canceled | 2009 | 2010 | N/A | N/A | Freshwater | N/A | N/A | N/A | N/A | N/A | N/A | N/A | N/A | N/A
769 | LSJM | Town of Hastings Non-MS4 | Seminole Electric | HAS-04 | Hastings Non-MS4 | Atmospheric deposition load reduction – Seminole Electric SCR upgrade. | Industrial Facility Upgrades | Completed | 2006 | 2010 | 119 | N/A | Freshwater | N/A | 176000000 | N/A | N/A | N/A | N/A | N/A | 29.732888 | -81.632458
770 | LSJM | Town of Hastings Non-MS4 | FDOT | HAS-03 | Hastings Non-MS4 | FDOT widening of SR 207 from CR 305 to Cypress Link Blvd. | Wet Detention Pond | Completed | Not provided | Prior to 2008 | 143 | 73.9 | Freshwater | 106 | Not provided | Not provided | State Legislature | N/A | N/A | N/A | 29.8068374149999 | -81.4046293490419
771 | LSJM | Town of Hastings Non-MS4 | FDOT | HAS-02 | Hastings Non-MS4 | FDOT widening of SR 207. | Wet Detention Pond | Completed | Not provided | Prior to 2008 | 15 | 7.9 | Freshwater | 12 | Not provided | Not provided | State Legislature | N/A | N/A | N/A | 29.7147012387949 | -81.4974599423804
772 | LSJM | Town of Hastings Non-MS4 | Not provided | HAS-01 | Hastings Non-MS4 | WWTP chemical feed systems. | Sanitary Sewer - Alum Injection System | Completed | Not provided | 2008 | 388 | 548 | Freshwater | N/A | 10000 | Not provided | Not provided | Not provided | N/A | N/A | 29.7256435193754 | -81.507803978283
862 | LSJM | COJ/ FDOT MS4 | Not provided | COJ-074 | COJ MS4 FLS000012 | FDOT 9A south project. | Wet Detention Pond | Completed | Not provided | Prior to 2008 | 141 | N/A | Marine | 176 | Not provided | Not provided | FDOT/ State Legislature | N/A | N/A | Not provided | 30.2763600074 | -81.5197302191
863 | LSJM | COJ/ FDOT MS4 | Not provided | COJ-073 | COJ MS4 FLS000012 | FDOT I-95 south of Clarke Rd. to I-295. | Wet Detention Pond | Completed | Not provided | Prior to 2008 | 75 | N/A | Marine | 94 | Not provided | Not provided | FDOT/ State Legislature | N/A | N/A | Not provided | 30.4077603036 | -81.6597012394
864 | LSJM | COJ/ FDOT MS4 | Not provided | COJ-072 | COJ MS4 FLS000012 | FDOT I-95 from I-295 to Nassau County line south project. | Wet Detention Pond | Completed | Not provided | Prior to 2008 | 231 | N/A | Marine | 291 | Not provided | Not provided | FDOT/ State Legislature | N/A | N/A | Not provided | Incompatible Point | Incompatible Point
865 | LSJM | Clay County Non-MS4 | FDOT | CC-05 | CC Non-MS4 | FDOT construction of seven wet ponds on SR 15 from Putnam County line to SR 16. | Wet Detention Pond | Completed | Not provided | Prior to 2008 | 378 | 196.9 | Freshwater | Not provided | Not provided | Not provided | FDOT/ State Legislature | N/A | N/A | Not provided | Not provided | Not provided
866 | LSJM | City of Palatka WWTF | SJRWMD/ City Funded | PAL-04 | Palatka WWTF FL0040061 | Reuse at WTP. | Stormwater Reuse | Completed | Not provided | 2009 | 25799 | 3421 | Freshwater | N/A | 787000 | Not provided | SJRWMD/ City | Not provided | N/A | N/A | 29.65273 | -81.6817
867 | LSJM | COJ/ FDOT MS4 | Not provided | COJ-023 | COJ MS4 FLS000012 | Hugh Edwards Canal. | Wet Detention Pond | Completed | Not provided | Prior to 2008 | 1672 | N/A | Marine | 329 | Not provided | 1551 | Not provided | Not provided | N/A | Not provided | 30.2762332125 | -81.751639248
868 | LSJM | COJ/ FDOT MS4 | Not provided | COJ-008 | COJ MS4 FLS000012 | Fouraker Rd. – from Old Middleburg Rd. to Normandy Blvd. Regional pond facilities. | Wet Detention Pond | Completed | Not provided | Prior to 2008 | 88 | N/A | Marine | 32 | Not provided | 14959 | Not provided | Not provided | N/A | Not provided | 30.2770980222 | -81.7804458188
869 | LSJM | COJ/ FDOT MS4 | Not provided | COJ-009 | COJ MS4 FLS000012 | Greenland Rd. from St. Augustine Rd. to Coastal Lane – Detention pond facilities. | Wet Detention Pond | Completed | Not provided | Prior to 2008 | 66 | N/A | Marine | 33 | Not provided | 697 | Not provided | Not provided | N/A | Not provided | 30.1617904987 | -81.5774738564
870 | LSJM | COJ/ FDOT MS4 | Not provided | COJ-010 | COJ MS4 FLS000012 | Barnes Rd. from University Blvd. to Parental Home Rd. – Detention pond facilities. | Wet Detention Pond | Completed | Not provided | Prior to 2008 | 44 | N/A | Marine | 97 | Not provided | 3595 | Not provided | Not provided | N/A | Not provided | 30.2706555273 | -81.5990725575
1021 | HILL | Hillsborough County | N/A | HC-022 | Tools for Public Reporting of Illicit Discharges | Anonymous reporting of pollution via a county website. | FIB- Stormwater | Ongoing | Not provided | N/A | N/A | N/A | Hillsborough County | N/A | Not provided | Not provided | Hillsborough County | Not provided | N/A | Not provided | Not provided | Not provided
1022 | HILL | Hillsborough County | SWFWMD | HC-023 | Emerald Lakes Adopt-A-Pond | Pond restoration and environmental education. | FIB- Stormwater | Completed | Not provided | 2004 | N/A | N/A | Spartman Branch/ Baker Creek/ Flint Creek | N/A | N/A | 138000 | Specialized Services Unit Operating Budget | Specialized Services Unit Operating Budget - $138,000 | N/A | Not provided | Not provided | Not provided
1023 | HILL | Hillsborough County | SWFWMD | HC-024 | 4 Adopt-a-Ponds in Baker-Spartman-Flint Watersheds | Pond restoration and environmental restoration. | FIB- Stormwater | Completed | 1998 | 2006 | N/A | N/A | Spartman Branch/ Baker Creek/ Flint Creek | N/A | N/A | 138000 | Specialized Services Unit Operating Budget | Specialized Services Unit Operating Budget - $138,000 | N/A | Not provided | Not provided | Not provided
2044 | BACH | BCA | N/A | BCA-043 | Bayou Chico Channel Dredging | Remove restrictive piling to open up channel and increase flushing in tributaries of bayou. | FIB- Stormwater | Completed | Not provided | 2016 | N/A | N/A | 846C | N/A | 68000 | N/A | BCA | Not provided | Not provided | Not provided | Not provided | Not provided
1124 | LSJT | City of Jacksonville | N/A | COJ-253 | Golfview West | Drainage improvement. | FIB- Stormwater | Completed | Not provided | 2013 | N/A | N/A | Wills Branch | Not provided | 61174 | Not provided | COJ | Not provided | Not provided | Not provided | Incompatible Point | Incompatible Point
1125 | LSJT | City of Jacksonville | N/A | COJ-291 | 3307 Trout River | Drain line. | FIB- Stormwater | Completed | 2013 | 2013 | N/A | N/A | Lower Trout River | N/A | 154325 | N/A | COJ | $63,432 | Not provided | Not provided | 30.41178786 | -81.6806514592
1126 | LSJT | City of Jacksonville | N/A | COJ-240 | 1633 Berwick | Road drainage design. | FIB- Stormwater | Completed | Not provided | 2013 | N/A | N/A | Craig Creek | Not provided | 48222 | Not provided | COJ | Not provided | Not provided | Not provided | 30.2941684228 | -81.6419717476
1127 | LSJT | City of Jacksonville | N/A | COJ-241 | Ditch Hazardous Contaminated | All maintenance activities presented were completed in response to CARE requests. | FIB- Stormwater | Ongoing | Not provided | N/A | N/A | N/A | Craig Creek/ Wills Branch/ Moncrief Creek | N/A | Not provided | Not provided | COJ | Not provided | Not provided | Not provided | 30.3621752667 | -81.6865615132
1128 | LSJT | City of Jacksonville | N/A | COJ-242 | Orchard St. | Outfall improvement. | FIB- Stormwater | Completed | Not provided | 2013 | N/A | N/A | McCoy Creek | Not provided | 9436 | N/A | COJ | Not provided | Not provided | Not provided | 30.3289802571 | -81.6991135181
1129 | LSJT | City of Jacksonville | N/A | COJ-243 | 2980 Ernest St. | Drainage improvements. | FIB- Stormwater | Completed | Not provided | 2013 | N/A | N/A | McCoy Creek | Not provided | 20662 | Not provided | COJ | Not provided | Not provided | Not provided | 30.3289802571 | -81.6991135181
1130 | LSJT | City of Jacksonville | N/A | COJ-244 | Wilson Blvd. | Culvert replacement. | FIB- Stormwater | Completed | Not provided | 2013 | N/A | N/A | Williamson Creek | Not provided | 5521 | N/A | COJ | Not provided | Not provided | Not provided | 30.2702786609 | -81.753510657
1454 | LSJT | City of Jacksonville | N/A | COJ-070 | 1500 8th St. | Pipe replacement. | FIB- Stormwater | Completed | Not provided | 2010 | N/A | N/A | Hogan Creek | N/A | 67954 | N/A | COJ | Not provided | Not provided | Not provided | 30.3432112642 | -81.6621566351
1455 | LSJT | City of Atlantic Beach | N/A | AB-139 | East Coast Dr. Stormwater Improvements Project | Construction of stormwater piping with catch basins, manholes and curb inlets, sanitary sewer service line encasement. | FIB- Stormwater | Completed | Not provided | 2014 | N/A | N/A | Sherman Creek | Not provided | 209000 | N/A | Atlantic Beach | Not provided | Not provided | Not provided | Not provided | Not provided
1456 | LSJT | City of Jacksonville | N/A | COJ-056 | Lower Eastside Pond Expansion | Pond expansion to provide compensating treatment for library, courthouse, and other downtown improvements. Replaced with Project COJ-127. | FIB- Stormwater | Completed | 2004 | 2009 | N/A | N/A | Deer Creek | 246 | 4250000 | N/A | COJ | Not provided | Not provided | Not provided | 30.342427249 | -81.6370475704
1457 | LSJT | City of Jacksonville | N/A | COJ-057 | Upper Deer Creek Regional BMP (Main Stem COJ-022) | Wet detention. | FIB- Stormwater | Completed | 2009 | 2009 | N/A | N/A | Deer Creek | Not provided | Not provided | 8407 | COJ | Not provided | Not provided | Not provided | 30.342427249 | -81.6370475704
1458 | LSJT | City of Jacksonville | N/A | COJ-058 | Investigate High Fecal Coliform Counts in Downstream Portion of Watershed | Investigate and report results in first annual BMAP report; Walk the WBID may be needed. | FIB- Source Identification Activities | Completed | 2007 | Prior to 2009 | N/A | N/A | Deer Creek | N/A | Not provided | N/A | COJ | Not provided | Not provided | Not provided | 30.342427249 | -81.6370475704
1459 | LSJT | City of Jacksonville | N/A | COJ-059 | Faye Rd. – Area Floods | Faye Rd. drainage system rehab. | FIB- Stormwater | Completed | Not provided | Prior to 2009 | N/A | N/A | Terrapin Creek | N/A | 40000 | N/A | COJ | Not provided | Not provided | Not provided | 30.441001097 | -81.5642094318
1460 | LSJT | City of Jacksonville | N/A | COJ-060 | Powers Avenue at Old Kings Rd. (Main Stem COJ-007) | Regional pond. | FIB- Stormwater | Completed | 2007 | Prior to 2009 | N/A | N/A | Goodbys Creek | Not provided | Not provided | 5894 | COJ | Not provided | Not provided | Not provided | 30.2138080777 | -81.6092496189
1461 | LSJT | City of Jacksonville | N/A | COJ-061 | Repair Erosion at Sierra Madre Dr. | Bank repairs failed to prevent erosion. | FIB- Stormwater | Completed | Not provided | Prior to 2009 | N/A | N/A | Goodbys Creek | N/A | 106262 | N/A | COJ | Not provided | Not provided | Not provided | 30.2138080777 | -81.6092496189
1462 | LSJT | City of Jacksonville | N/A | COJ-062 | Beauclerc Gardens Failure Area – Septic Tank Phase Out | Phase out septic tanks in failure areas (also listed as part of larger LSJR Main Stem BMAP project). | FIB- OSTDS | Completed | Not provided | Prior to 2009 | N/A | N/A | Goodbys Creek | N/A | Not provided | N/A | COJ | Not provided | Not provided | Not provided | 30.2138080777 | -81.6092496189
2570 | BIRL | Brevard County | Not provided | BC-23 | Fortenberry Pond MAPS | Installation of floating vegetation islands to remove nitrogen from an existing wet detention pond. | Floating Islands/ Managed Aquatic Plant Systems (MAPS) | Canceled | N/A | N/A | N/A | N/A | N/A | N/A | N/A | N/A | N/A | N/A | N/A | N/A | 28.348467 | -80.689446
2571 | BIRL | City of Cocoa Beach | Not provided | CB-03 | 2nd Street South PCD | Not provided. | Baffle Boxes- Second Generation | Completed | 2005 | 2005 | 127.4033 | 17.7098 | B | 67.5671 | 181974 | 1200 | Not provided | $181,974 | N/A | Not provided | 28.312193916 | -80.609508243
2572 | BIRL | City of Indian Harbour Beach | TBD | IHB-34 | Pinetree Streetscaping | LID features including planters, rain garden, porous pavement, and BAM. | BMP Treatment Train | Planned | TBD | TBD | TBD | TBD | B | 90.9734 | Not provided | Not provided | Not provided | Not provided | N/A | TBD | 28.151585689 | -80.589279183
2573 | BIRL | City of Cocoa Beach | Not provided | CB-05 | Shepard Park Improvements | Not provided. | Exfiltration Trench | Completed | 2006 | 2007 | 2.7196 | 0.35901 | B | 0.4937 | Not provided | 3000 | Not provided | Not provided | N/A | Not provided | Incompatible Point | Incompatible Point
2574 | BIRL | Cape Canaveral Air Force Station | N/A | CCAFS-02 | Street Sweeping | Removed 24.03 tons of sediment and disposed of it at a landfill. | Street Sweeping | Ongoing | Prior to 2013 | N/A | 27 | 17 | A | N/A | N/A | 715 | USAF | N/A | N/A | N/A | 28.48766 | -80.573324
2174 | HAMO | FDACS | N/A | FDACS-03c | BMP Implementation and Verification | Enrollment and verification of BMPs by agricultural producers. | Agricultural BMPs | Canceled | N/A | 2015 | 8252 | 1538.6 | N/A | N/A | N/A | N/A | FDACS | N/A | N/A | N/A | Not provided | Not provided
2175 | HAMO | FDACS | N/A | FDACS-03b | BMP Implementation and Verification | Enrollment and verification of BMPs by agricultural producers. | Agricultural BMPs | Canceled | N/A | 2014 | 3747.1 | 684.9 | N/A | N/A | N/A | N/A | FDACS | N/A | N/A | N/A | Not provided | Not provided
2176 | HAMO | FDACS | N/A | FDACS-03 | BMP Implementation and Verification | Enrollment and verification of BMPs by agricultural producers. | Agricultural BMPs | Canceled | N/A | 2013 | 4046.8 | 800.2 | N/A | N/A | N/A | N/A | FDACS | N/A | N/A | N/A | Not provided | Not provided
2177 | HAMO | FDACS | N/A | FDACS-02 | Reductions Area | Reductions from non-contributing area. | Non-contributing Basin | Completed | N/A | Prior to 2012 | 1416.6 | 241.4 | N/A | N/A | N/A | N/A | N/A | N/A | N/A | N/A | Not provided | Not provided
2178 | HAMO | FDOT District 5 | N/A | FDOT-13 | 79110-xxx (Pond 7) | Wet detention pond. | Wet Detention Pond | Completed | 2010 | 2008 | 38.3 | 7.7 | N/A | 30 | Not provided | Not provided | Florida Legislature | Not provided | N/A | N/A | 29.01021 | -81.23798
2179 | HAMO | City of DeLand | Not provided | DL-01 | Education Efforts | FYN Program, irrigation ordinance, fertilizer ordinance, pamphlets, website, illicit discharge program. | Education Efforts | Ongoing | Not provided | N/A | 9.1 | 0.7 | N/A | Not provided | Not provided | Not provided | Not provided | Not provided | N/A | Not provided | Not provided | Not provided
2180 | HAMO | FDOT District 5 | N/A | FDOT-12 | 79110-xxx (Pond 6) | Wet detention pond. | Wet Detention Pond | Completed | 2010 | 2008 | 13.6 | 2.8 | N/A | 10.7 | Not provided | Not provided | Florida Legislature | Not provided | N/A | N/A | 29.002028 | -81.24248
2181 | HAMO | City of Deltona | Not provided | DEL-08 | Tivoli/Wheeling Stormwater Lift Station | Stormwater is pumped into Alexander Avenue Water Resources Facility (AAWRF) for treatment. The AAWRF treats up to 4MGD of surface water and stormwater used to augment the Public Access Reuse (PAR) systems for Deltona and Volusia County. | Stormwater Reuse | Completed | 2013 | 2019 | 631.4969 | 40.2824 | N/A | Not provided | 2000000 | 20000 | Deltona/ SJRWMD/ DEP | Not provided | WW641830 | Not provided | 28.89724719 | -81.24304486
1264 | LSJT | City of Jacksonville | N/A | COJ-080 | College/Talbot | Curb/gutter. | FIB- Stormwater | Completed | Not provided | 2010 | N/A | N/A | Big Fishweir Creek | Not provided | 31914 | N/A | COJ | Not provided | Not provided | Not provided | 30.2888591663 | -81.7131541052
1265 | LSJT | City of Jacksonville | N/A | COJ-081 | Murray Dr./French St. | Curb/gutter. | FIB- Stormwater | Completed | Not provided | 2010 | N/A | N/A | Big Fishweir Creek | Not provided | 11750 | N/A | COJ | Not provided | Not provided | Not provided | 30.2888591663 | -81.7131541052
1266 | LSJT | City of Jacksonville | N/A | COJ-082 | 1405 Van Buran St. | Pipe replacement. | FIB- Stormwater | Completed | Not provided | 2010 | N/A | N/A | Deer Creek | N/A | 88940 | N/A | COJ | Not provided | Not provided | Not provided | 30.342427249 | -81.6370475704
1267 | LSJT | City of Jacksonville | N/A | COJ-083 | Jessie St. | Pipe CIPP. | FIB- Stormwater | Completed | 2007 | 2010 | N/A | N/A | Deer Creek | N/A | 237952 | N/A | COJ | Not provided | Not provided | Not provided | 30.342427249 | -81.6370475704
1268 | LSJT | City of Jacksonville | N/A | COJ-084 | BMAP Monitoring | COJ is not responsible for BMAP monitoring in this watershed. Although EQD still samples Terrapin Creek (site DC7) on a quarterly basis. | FIB- Source Identification Activities | Completed | Not provided | 2010 | N/A | N/A | Terrapin Creek | N/A | N/A | N/A | COJ | Not provided | Not provided | Not provided | 30.441001097 | -81.5642094318
1269 | LSJT | City of Jacksonville | N/A | COJ-085 | Re-Sampling | Conducted when high levels of fecal coliform bacteria are noted, to attempt to identify sources. | FIB- Source Identification Activities | Completed | Not provided | 2010 | N/A | N/A | Terrapin Creek | N/A | N/A | Not provided | COJ | Not provided | Not provided | Not provided | 30.441001097 | -81.5642094318
1270 | LSJT | City of Jacksonville | N/A | COJ-086 | Berm, New Ponds with Managed Aquatic Plant Systems (MAPS), Existing Pond with MAPS, and Borrow Pit with MAPS | MSMP, construction schedule subject to funding. | FIB- Stormwater | Planned | Not provided | TBD | N/A | N/A | Goodbys Creek | Not provided | 4300000 | N/A | COJ | Not provided | Not provided | Not provided | 30.235694662 | -81.6038784697
1271 | LSJT | City of Jacksonville | N/A | COJ-087 | San Clerc/Sanchez Drainage | Construction. | FIB- Stormwater | Completed | 2001 | 2010 | N/A | N/A | Goodbys Creek | Not provided | 229524 | Not provided | COJ | Not provided | Not provided | Not provided | 30.235694662 | -81.6038784697
1272 | LSJT | City of Atlantic Beach | N/A | AB-007 | Sewer Line Upgrades | Line sewer in easement from Donner Rd. to Stanley Rd., Donner subdivision; includes 12 manholes lined. | FIB- Sanitary Sewer | Completed | Not provided | Prior to 2010 | N/A | N/A | Hopkins Creek | N/A | 91370 | N/A | Atlantic Beach | Not provided | Not provided | Not provided | Not provided | Not provided
1273 | LSJT | City of Jacksonville | N/A | COJ-182 | Pump Station Inspections | Inspect pump stations near surface waters to ensure they are functioning properly and report status in first annual report. | FIB- Sanitary Sewer | Ongoing | Not provided | N/A | N/A | N/A | Fishing Creek/ Moncrief Creek/ Blockhouse Creek/ Cormorant Creek/ Sherman Creek/ Pottsburg Creek/ Middle Trout River/ Lower Trout River | N/A | 500 | N/A | COJ | Not provided | Not provided | Not provided | 30.3621752667 | -81.6865615132
1274 | LSJT | City of Jacksonville Beach | N/A | JB-062 | Sewer Manhole Rehabilitation | Hopkins Creek watershed. | FIB- Sanitary Sewer | Completed | Not provided | Prior to 2010 | N/A | N/A | Hopkins Creek | N/A | 40000 | N/A | Jacksonville Beach | Not provided | Not provided | Not provided | 30.2988975933916 | -81.4023085128355
1275 | LSJT | City of Jacksonville Beach | N/A | JB-061 | Ocean Forest Drainage Improvements | Ocean Forest area. | FIB- Stormwater | Completed | Not provided | 2016 | N/A | N/A | Hopkins Creek | Not provided | 1276202 | Not provided | Jacksonville Beach | Not provided | Not provided | Not provided | 30.3032995047139 | -81.4115311614906
1276 | LSJT | City of Jacksonville Beach | DEP | JB-060 | 2nd St. North Sewer Main and Related Improvements | 2nd St. N. from 14th Ave. N. to 20th Ave. N. and from 1st St. to 3rd St. N. | FIB- Sanitary Sewer | Completed | Not provided | Prior to 2010 | N/A | N/A | Hopkins Creek | N/A | 1843083 | N/A | Jacksonville Beach/ EPA Grant | Not provided | Not provided | Not provided | 30.3048725320346 | -81.3934501881872
1277 | LSJT | City of Jacksonville | N/A | COJ-193 | Jennings Rd./Lem Turner Rd. | Repair failed cross drain. | FIB- Stormwater | Completed | Not provided | Prior to 2010 | N/A | N/A | Blockhouse Creek | Not provided | 23000 | N/A | COJ | Not provided | Not provided | Not provided | 30.4431657294 | -81.6912041539
1800 | LSJT | JEA | N/A | JEA-036 | Pipe Bursting – Increase Carrying Capacity | Replace failing/leaking infrastructure. | FIB- Sanitary Sewer | Completed | 2009 | 2010 | N/A | N/A | Craig Creek/ McCoy Creek/ Williamson Creek/ Fishing Creek/ Deep Bottom Creek/ Moncrief Creek/ Blockhouse Creek/ Cormorant Branch/ Wills Branch/ Greenfield Creek/ Pottsburg Creek/ Lower Trout River | N/A | 53790903 | 53790903 | JEA | $53,790,903 | N/A | N/A | 30.361598 | -81.582072
1541 | LSJT | City of Atlantic Beach | N/A | AB-038 | Stormwater Inlets/Catch Basins/Grates Inspections | Routinely inspect inlets and catch basins as required by MS4 permit. | FIB- Stormwater | Completed | Not provided | Prior to 2010 | N/A | N/A | Hopkins Creek/ Sherman Creek | Not provided | N/A | Not provided | Atlantic Beach | Not provided | Not provided | Not provided | Not provided | Not provided
1291 | LSJT | City of Jacksonville | N/A | COJ-179 | Replace Cross Drain at Perrine Dr. | Replace cross drain–too small to handle drainage area. | FIB- Stormwater | Completed | Not provided | 2011 | N/A | N/A | Fishing Creek | Not provided | Not provided | N/A | COJ | Not provided | Not provided | Not provided | 30.2432516309 | -81.7494932725
1292 | LSJT | City of Jacksonville | N/A | COJ-178 | Wesconnett Blvd. (Blanding to Blanding) (Main Stem COJ-032) | Construct wet detention pond. | FIB- Stormwater | Completed | Not provided | Prior to 2010 | N/A | N/A | Fishing Creek | Not provided | Not provided | 4110 | COJ | Not provided | Not provided | Not provided | 30.2432516309 | -81.7494932725
1293 | LSJT | City of Jacksonville | N/A | COJ-177 | La Moya Roadway Project (Main Stem COJ-041) | Construct wet detention pond. | FIB- Stormwater | Completed | Not provided | Prior to 2010 | N/A | N/A | Fishing Creek | 17 | Not provided | N/A | COJ | Not provided | Not provided | Not provided | 30.2432516309 | -81.7494932725
1689 | LSJT | FDOH | N/A | FDOH-026 | Participate in TAT Calls and Efforts | Continue participation in TAT coordination calls and other TAT efforts. | FIB- Source Identification Activities | Completed | Not provided | Prior to 2010 | N/A | N/A | Countywide | N/A | Not provided | N/A | FDOH | Not provided | Not provided | Not provided | Not provided | Not provided
1024 | HILL | Hillsborough County | N/A | HC-025 | Pemberton Creek Stormwater Improvements | Created 5-acre water treatment pond. | FIB- Stormwater | Completed | Not provided | 2005 | N/A | N/A | Spartman Branch/ Baker Creek/ Flint Creek | Not provided | 992000 | Not provided | CIT II | CIT II - $992,000 | N/A | Not provided | Not provided | Not provided
1025 | HILL | Polk County | N/A | POLK-013 | Monitoring for E. coli | Expanded ambient monitoring program to include E. coli. | FIB- Source Identification Activities | Completed | 2015 | 2015 | N/A | N/A | Blackwater Creek | N/A | N/A | N/A | Polk County | N/A | N/A | Not provided | 28.086464 | -82.024711
1520 | LSJT | City of Atlantic Beach | N/A | AB-009 | Manhole Inspections and Rehabilitation | Rehabilitate/install Spectrashield coating of all manholes in Royal Palms subdivision. | FIB- Sanitary Sewer | Completed | Not provided | Prior to 2010 | N/A | N/A | Hopkins Creek | N/A | 81653 | N/A | Atlantic Beach | Not provided | Not provided | Not provided | Not provided | Not provided
1521 | LSJT | City of Atlantic Beach | N/A | AB-010 | Manhole Inspections and Rehabilitation | Conduct engineering analysis of failing manholes – Donner subdivision. | FIB- Sanitary Sewer | Completed | Not provided | Prior to 2010 | N/A | N/A | Hopkins Creek | N/A | 2500 | N/A | Atlantic Beach | Not provided | Not provided | Not provided | Not provided | Not provided
1522 | LSJT | City of Atlantic Beach | N/A | AB-011 | Manhole Inspections and Rehabilitation | Rehabilitate and replace manholes – Ardella Rd. area. | FIB- Sanitary Sewer | Completed | Not provided | Prior to 2010 | N/A | N/A | Hopkins Creek | N/A | 36135 | N/A | Atlantic Beach | Not provided | Not provided | Not provided | Not provided | Not provided
1523 | LSJT | City of Atlantic Beach | HUD | AB-012 | Manhole Inspections and Rehabilitation | Rehabilitate and replace manholes–Donner subdivision. | FIB- Sanitary Sewer | Completed | Not provided | Prior to 2010 | N/A | N/A | Hopkins Creek | N/A | 58205 | N/A | CDBG | Not provided | Not provided | Not provided | Not provided | Not provided
583 | ORCR | City of Gainesville | EPA | SWT34 | NW 14th Avenue Land Acquisition | Upper Sweetwater Branch Watershed. Land acquisition for future stormwater treatment. Future site of water quality improvement project. | Land Acquisition | Completed | 2004 | 2004 | N/A | N/A | Sweetwater Branch/ Paynes Prairie/ Alachua Sink Basin | N/A | 57600 | N/A | EPA | Not provided | N/A | N/A | 29.6656194561694 | -82.3255663820051
584 | ORCR | City of Gainesville | EPA | SWT33 | NW 2nd Street Land Acquisition | Upper Sweetwater Branch Watershed. Land acquisition for future stormwater treatment. Future site of water quality improvement project. | Land Acquisition | Completed | 2006 | 2006 | N/A | N/A | Sweetwater Branch/ Paynes Prairie/ Alachua Sink Basin | N/A | 58470 | N/A | EPA | Not provided | N/A | N/A | Not provided | Not provided
585 | ORCR | City of Gainesville | EPA | SWT24 | Sweetwater Branch Watershed Management Plan Update and Land Acquisition | Sweetwater Branch Watershed. Study to identify and prioritize new water quality treatment projects and develop stream stabilization plan. | Study | Completed | 2001 | 2006 | N/A | N/A | Sweetwater Branch/ Paynes Prairie/ Alachua Sink Basin | N/A | 530000 | N/A | City of Gainesville Stormwater Management Utility Fee/ EPA Grant | Not provided | N/A | N/A | 29.6262525001943 | -82.3194626980328
586 | ORCR | City of Gainesville | N/A | SWT04 | Spring Hill Stormwater Park | Springhill Community. 3.6-acre stormwater park designed to treat runoff from residential areas. Water quality improvement from wet detention. | Wet Detention Pond | Completed | 2001 | 2003 | 65.8 | 22.1 | Sweetwater Branch/ Paynes Prairie/ Alachua Sink Basin | 8 | 170000 | N/A | City of Gainesville Stormwater Management Utility Fee | $232,940 | N/A | N/A | 29.6475102112277 | -82.3129629629288
587 | ORCR | City of Gainesville | EPA | SWT03 | Duck Pond Restoration | NE 10th Avenue to NE 5th Avenue. Creek restoration project removed concrete channel and add sinuosity and wetland plants to 2,500-foot channel. Duck species replaced and existing pond deepened with addition of littoral zone. Two CDS units added. | Hydrodynamic Separators | Completed | 2003 | 2005 | N/A | N/A | Sweetwater Branch/ Paynes Prairie/ Alachua Sink Basin | N/A | 1040000 | N/A | EPA Grant/ City of Gainesville Stormwater Management Utility Fee | $60,000 | N/A | N/A | 29.6564644149512 | -82.3197294047237
588 | ORCR | City of Gainesville | N/A | HOG31 | Hydrodynamic Separator Number 7 | Hydrodynamic Separator HOG31. Installation and operation of Vortex Unit #11000 in the 1300 block of NW 29th Road. | Hydrodynamic Separators | Completed | Prior to 2008 | 2018 | 66 | 24 | Hogtown Creek Basin | 55.5 | 62728 | 3500 | City of Gainesville Stormwater Management Utility Fee | Not provided | N/A | N/A | 29.6795739547163 | -82.3422229288861
589 | ORCR | City of Gainesville | City of Gainesville/ RHP Properties/ SJRWMD/ DEP | NEW35 | Brittany Estates Lift Station | Convert existing package plant facility to a lift station to connect to the existing central sewer system. Changed lead entity (was GRU) in 2020. | Study | Planned | TBD | TBD | TBD | TBD | Newnans Lake Basin | TBD | 1400000 | TBD | City of Gainesville Stormwater Management Utility Fee/ Other Sources TBD | TBD | N/A | N/A | 29.699411166 | -82.281621075
933 | LSJM | COJ/ FDOT MS4 | Not provided | COJ-042c | COJ MS4 FLS000012 | Miruelo Circle drainage improvements (LSJR upstream of Trout River) - Changed from Bioswale to Erosion Control Only in 2011 #400-031-89582-2. | Stormwater System Upgrade | Completed | Not provided | 2014 | N/A | N/A | Marine | Not provided | Not provided | Not provided | Not provided | Not provided | N/A | Not provided | 30.4446131532 | -81.5869342788
934 | LSJM | COJ/ FDOT MS4 | Not provided | COJ-042d | COJ MS4 FLS000012 | Paul Avenue outfall (LSJR upstream of Trout River). | Wet Detention Pond | Completed | Not provided | 2013 | 35.2 | N/A | Marine | Not provided | Not provided | 0 | Not provided | $1,000,000 | N/A | N/A | 30.4384952924 | -81.7630661328
935 | LSJM | COJ/ FDOT MS4 | Not provided | COJ-042e | COJ MS4 FLS000012 | Smith-Broward Pond (LSJR upstream of Trout River) #40-031-114255-1. | Wet Detention Pond | Completed | Not provided | 2010 | 55 | N/A | Marine | Not provided | Not provided | 0 | Not provided | Not provided | N/A | N/A | 30.4406063186 | -81.6491799094
936 | LSJM | COJ/ FDOT MS4 | Not provided | COJ-042g | COJ MS4 FLS000012 | Upper Deer Creek Phase 3 (LSJR upstream of Trout River); Wet detention pond with MAPS #40-031-17913-5. | Wet Detention Pond | Completed | Not provided | 2011 | 211.2 | N/A | Marine | Not provided | Not provided | 0 | Not provided | Not provided | N/A | N/A | 30.342427249 | -81.6370475704
937 | LSJM | COJ/ FDOT MS4 | Not provided | COJ-042i | COJ MS4 FLS000012 | Air Liquide Pond Retrofit (LSJR upstream of Trout River) Compensatory Treatment #40-031-125423-1. | Wet Detention Pond | Completed | Not provided | 2016 | 36.894 | 16.214 | Marine | 65 | 2617459 | Not provided | COJ | $2,896,013 | N/A | Not provided | 30.3911494211 | -81.8468573147
1135 | LSJT | City of Jacksonville | N/A | COJ-249 | Cahoon North of Homestead Oaks | Drainage improvement. | FIB- Stormwater | Completed | Not provided | 2013 | N/A | N/A | Wills Branch | Not provided | 22232 | Not provided | COJ | Not provided | Not provided | Not provided | Incompatible Point | Incompatible Point
1172 | LSJT | City of Jacksonville | N/A | COJ-227 | 4922 Ricker Rd. | Drainage improvement. | FIB- Stormwater | Completed | Not provided | 2013 | N/A | N/A | Fishing Creek | Not provided | 77660 | Not provided | COJ | Not provided | Not provided | Not provided | 30.2432516309 | -81.7494932725
1173 | LSJT | City of Jacksonville | N/A | COJ-228 | 7560 Melvin Rd. | Drainage improvement. | FIB- Stormwater | Completed | Not provided | 2013 | N/A | N/A | Fishing Creek | Not provided | 51991 | Not provided | COJ | Not provided | Not provided | Not provided | 30.2432516309 | -81.7494932725
1174 | LSJT | City of Jacksonville | N/A | COJ-229 | Antoinette Lane | Outfall repair. | FIB- Stormwater | Completed | Not provided | 2013 | N/A | N/A | Fishing Creek | Not provided | 149071 | N/A | COJ | Not provided | Not provided | Not provided | 30.2432516309 | -81.7494932725
1175 | LSJT | City of Jacksonville | N/A | COJ-230 | Tributaries BMAP Monitoring | COJ EQD is responsible for sampling 11 total sites in BMAP I (est. 12/09) and 18 total sites in BMAP II (est. 8/10). Sites are sampled on a quarterly basis. | FIB- Source Identification Activities | Ongoing | Not provided | N/A | N/A | N/A | Fishing Creek/ Deep Bottom Creek/ Hopkins Creek/ Sherman Creek/ Cormorant Creek/ Newcastle Creek/ Hogan Creek/ Miller Creek/ Miramar Creek/ and Deer Creek | N/A | N/A | Not provided | COJ | Not provided | Not provided | Not provided | 30.3023686849 | -81.6284525957
1176 | LSJT | City of Jacksonville | N/A | COJ-231 | Pond Near Senior Center – MSMP | Wet detention pond. | FIB- Stormwater | Planned | Not provided | TBD | N/A | N/A | Deep Bottom Creek | Not provided | 2100000 | Not provided | COJ | Not provided | Not provided | Not provided | 30.1852139552 | -81.6211573252
1177 | LSJT | City of Jacksonville | N/A | COJ-232 | RSF – MSMP | RSF and bank. | FIB- Stormwater | Planned | Not provided | TBD | N/A | N/A | Moncrief Creek | Not provided | 6700000 | Not provided | COJ | Not provided | Not provided | Not provided | 30.3815650269 | -81.6655045816
1178 | LSJT | City of Jacksonville | N/A | COJ-233 | Chestnut Dr. | Drainage improvements. | FIB- Stormwater | Completed | Not provided | 2012 | N/A | N/A | Moncrief Creek | Not provided | 23350 | Not provided | COJ | Not provided | Not provided | Not provided | 30.3815650269 | -81.6655045816
1179 | LSJT | City of Jacksonville | N/A | COJ-234 | RSF – MSMP | 2 acre facility, 2 to 5 foot CMP, and bank. | FIB- Stormwater | Planned | Not provided | TBD | N/A | N/A | Cormorant Branch | Not provided | 6700000 | Not provided | COJ | Not provided | Not provided | Not provided | Incompatible Point | Incompatible Point
1180 | LSJT | City of Jacksonville | N/A | COJ-235 | 1591 Lane Ave South | Drainage improvement. | FIB- Stormwater | Completed | Not provided | 2013 | N/A | N/A | Wills Branch | Not provided | 67924 | Not provided | COJ | Not provided | Not provided | Not provided | Incompatible Point | Incompatible Point
1181 | LSJT | City of Jacksonville | N/A | COJ-236 | RSF – MSMP | 5-acre facility and conveyance improvements. | FIB- Stormwater | Planned | Not provided | TBD | N/A | N/A | Sherman Creek | Not provided | 1800000 | Not provided | COJ | Not provided | Not provided | Not provided | 30.3619116463 | -81.4126805523
1182 | LSJT | City of Jacksonville | N/A | COJ-221 | Newtown Drainage Improvements (Main Stem COJ-042h) | Wet detention pond. | FIB- Stormwater | Underway | Not provided | 2023 | N/A | N/A | McCoy Creek | 8.4 | 5791000 | Not provided | COJ | Not provided | Not provided | Not provided | 30.3289802571 | -81.6991135181
1183 | LSJT | City of Atlantic Beach | N/A | AB-033 | Stormwater Treatment Ponds, Ditch and Canal Aquatic Weed Control | Weed control by Bluewater Environmental. | FIB- Stormwater | Completed | Not provided | Prior to 2010 | N/A | N/A | Hopkins Creek/ Sherman Creek | N/A | N/A | 21000 | Atlantic Beach | Not provided | Not provided | Not provided | Not provided | Not provided
1184 | LSJT | City of Jacksonville | N/A | COJ-266 | Cecelia St | Cecelia St. | FIB- Stormwater | Planned | Not provided | TBD | N/A | N/A | McCoy Creek | N/A | 31209 | Not provided | COJ | Not provided | Not provided | Not provided | 30.3289802571 | -81.6991135181
1185 | LSJT | City of Atlantic Beach | N/A | AB-083 | Pump Station Inspections and Maintenance | Upgrade West End Lift Station–new pumps and electrical, 2567 West End Dr. | FIB- Sanitary Sewer | Completed | Not provided | Prior to 2010 | N/A | N/A | Sherman Creek | N/A | 47000 | N/A | Atlantic Beach | Not provided | Not provided | Not provided | Not provided | Not provided
1186 | LSJT | City of Jacksonville | N/A | COJ-161 | Ontario St. Drainage Improvements | Implement drainage improvements to address flooding at 795 Ontario. | FIB- Stormwater | Completed | Not provided | 2011 | N/A | N/A | McCoy Creek | Not provided | Not provided | Not provided | COJ | Not provided | Not provided | Not provided | 30.3289802571 | -81.6991135181
1187 | LSJT | City of Jacksonville | N/A | COJ-162 | Spruce/Price Drainage Improvements | Implement drainage improvements to address flooding at intersection during heavy rains. | FIB- Stormwater | Completed | Not provided | 2011 | N/A | N/A | McCoy Creek | Not provided | Not provided | Not provided | COJ | Not provided | Not provided | Not provided | 30.3289802571 | -81.6991135181
1188 | LSJT | City of Jacksonville | N/A | COJ-163 | Correct Drainage at Westbrook Circle West | Implement drainage improvements to address flooding at 1025 Westbrook. | FIB- Stormwater | Completed | Not provided | 2011 | N/A | N/A | McCoy Creek | Not provided | Not provided | Not provided | COJ | Not provided | Not provided | Not provided | 30.3289802571 | -81.6991135181
710 | LSJM | St. Johns County Non-MS4 | Not provided | SJC-27a | SJC Non-MS4 | Application of freshwater non-MS4 TN credits to marine non-MS4 section. | Credit Trade | Completed | 2010 | 2010 | -3060 | N/A | Freshwater | N/A | N/A | N/A | N/A | N/A | N/A | N/A | 29.937157 | -81.507326
711 | LSJM | Smurfit-Stone Container | WestRock CP, LLC | SS-05 | Smurfit-Stone | Routine WWTF maintenance. | Sanitary Sewer and Wastewater Treatment Facility (WWTF) Maintenance | Completed | 2011 | 2011 | N/A | N/A | Marine | 67 | 202016.1033 | 202016.1033 | WestRock CP, LLC | $202,016 | N/A | N/A | 30.423305 | -81.596194
712 | LSJM | St. Johns County Non-MS4 | Not provided | SJC-25 | SJC Non-MS4 | Atmospheric deposition load reduction – Seminole Electric SCR upgrade. | Industrial Facility Upgrades | Completed | 2006 | 2010 | 858 | N/A | Marine | N/A | 176000000 | N/A | N/A | N/A | N/A | N/A | 29.732888 | -81.632458
713 | LSJM | St. Johns County Non-MS4 | FDOT | SJC-24 | SJC Non-MS4 | FDOT SR 312 from US 1 to SR 3. Not in basin. Canceled in 2020. | Wet Detention Pond | Canceled | N/A | Prior to 2008 | N/A | N/A | Marine | 38 | Not provided | Not provided | FDOT/ State Legislature | N/A | N/A | N/A | 29.8672710609264 | -81.3366313412494
1628 | LSJT | FDOH | N/A | FDOH-006 | Complaint Investigations | FDOH investigates all complaints received, performs site visit, and initiates enforcement action on sanitary nuisance violations. | FIB- OSTDS | Completed | Not provided | Prior to 2009 | N/A | N/A | Newcastle Creek/ Hogan Creek/ Butcher Pen Creek/ Miller Creek/ Miramar Creek/ Big Fishweir Creek/ Deer Creek/ Terrapin Creek/ Goodbys Creek/ Open Creek | N/A | N/A | 750 | FDOH | Not provided | Not provided | Not provided | Not provided | Not provided
1629 | LSJT | FDOH | N/A | FDOH-007 | Annual Operating Permit | Annual operating permits issued for performance-based treatment systems (PBTS), systems located in industrial manufacturing zones (IMZ), and commercial systems. | FIB- OSTDS | Completed | Not provided | Prior to 2009 | N/A | N/A | Hogan Creek/ Butcher Pen Creek/ Miller Creek/ Miramar Creek/ Big Fishweir Creek/ Terrapin Creek/ Goodbys Creek/ Open Creek/ Newcastle Creek/ Deer Creek | N/A | N/A | 22600 | FDOH | Not provided | Not provided | Not provided | Not provided | Not provided
1630 | LSJT | FDOH | DEP | FDOH-008 | Intensive Inspection Program | Intensive geo specific inspections in selected WBIDs based on repair permit applications, water quality information, and site conditions; additional WBIDs may be identified in future based on assessment efforts. | FIB- OSTDS | Completed | Not provided | Prior to 2009 | N/A | N/A | Miller Creek/ Miramar Creek/ Big Fishweir Creek/ Goodbys Creek/ Newcastle Creek/ Hogan Creek/ Butcher Pen Creek/ Deer Creek/ Terrapin Creek/ Open Creek | N/A | N/A | 260000 | FDOH/ DEP/ EPA 319 | Not provided | Not provided | Not provided | Not provided | Not provided
1631 | LSJT | FDOH | N/A | FDOH-009 | OSTDS on Brooker Rd. | Investigate home on Brooker Rd. with potential OSTDS issues. | FIB- OSTDS | Completed | Not provided | Prior to 2009 | N/A | N/A | Miramar Creek | N/A | Not provided | N/A | FDOH | Not provided | Not provided | Not provided | Not provided | Not provided
1632 | LSJT | FDOH | N/A | FDOH-010 | Walk the WBID Efforts | Conduct Walk the WBID in central portion of watershed to identify sources. | FIB- Source Identification Activities | Completed | Not provided | Prior to 2009 | N/A | N/A | Goodbys Creek | N/A | Not provided | N/A | FDOH | Not provided | Not provided | Not provided | Not provided | Not provided
1817 | LSJT | JEA | N/A | JEA-064 | Source Identification Follow-up | Assist DEP in following up on source identification results that indicate human source. | FIB- Source Identification Activities | Ongoing | Not provided | N/A | N/A | N/A | BMAP II Tributaries | N/A | N/A | N/A | JEA | N/A | N/A | N/A | 30.361598 | -81.582072
1818 | LSJT | JEA | N/A | JEA-063 | TAT Calls and Efforts | Continue participation in TAT coordination calls and other TAT efforts. | FIB- Source Identification Activities | Ongoing | 2009 | N/A | N/A | N/A | BMAP II Tributaries | N/A | N/A | N/A | JEA | N/A | N/A | N/A | 30.361598 | -81.582072
1819 | LSJT | JEA | N/A | JEA-062 | Walk the WBID Follow-up | Investigate residential area on Blanco Court that has shallow lines and manhole problems. | FIB- Source Identification Activities | Completed | 2009 | 2010 | N/A | N/A | Williamson Creek | N/A | N/A | N/A | JEA | N/A | N/A | N/A | 30.269 | -81.76
1820 | LSJT | JEA | N/A | JEA-061 | Walk the WBID Follow-up | Inspections at Aldington Rd.. Inspection showed no problems; past SSOs in areas that had been addressed. | FIB- Source Identification Activities | Completed | 2009 | 2010 | N/A | N/A | Williamson Creek | N/A | N/A | N/A | JEA | N/A | N/A | N/A | 30.267 | -81.743
1821 | LSJT | JEA | N/A | JEA-060 | Walk the WBID Follow-up | Manhole SSO at Wilson Blvd.. Repaired manhole riser section; CIPP along Wilson Blvd..; dye testing showed no problems. | FIB- Source Identification Activities | Completed | 2009 | 2010 | N/A | N/A | Williamson Creek | N/A | N/A | N/A | JEA | N/A | N/A | N/A | 30.27 | -81.756
1822 | LSJT | JEA | N/A | JEA-059 | Manhole Monitoring | Manhole monitoring. | FIB- Sanitary Sewer | Ongoing | 2009 | N/A | N/A | N/A | Williamson Creek/ Fishing Creek/ Moncrief Creek/ Wills Branch | N/A | TBD | N/A | JEA | N/A | N/A | N/A | 30.361598 | -81.582072
1823 | LSJT | JEA | N/A | JEA-058 | Walk the WBID Follow-up | SSO at Manhole at Cherokee St. and Edison Avenue. Repair manhole. | FIB- Source Identification Activities | Completed | 2009 | 2010 | N/A | N/A | McCoy Creek | N/A | N/A | N/A | JEA | N/A | N/A | N/A | 30.326 | -81.714
1824 | LSJT | FDOT District 2 | N/A | FDOT-030 | Stormwater Management Systems | Construct Interstate 295 retention/detention systems. | FIB- Stormwater | Completed | Not provided | Prior to 2010 | N/A | N/A | Fishing Creek | Not provided | Not provided | Not provided | Florida Legislature | Not provided | Not provided | Not provided | 30.2432516309 | -81.7494932725
1825 | LSJT | JEA | N/A | JEA-056 | HDPE Pipe Cleaning | Clean existing HDPE pipes to avoid blockages. 4525 Ft. of HDPE pipe cleaned in 2020. | FIB- Sanitary Sewer | Ongoing | 2009 | N/A | N/A | N/A | McCoy Creek/ Williamson Creek/ Moncrief Creek/ Middle Trout River/ Fishing Creek/ Lower Trout River | N/A | 4389 | 4389 | JEA | $4,389 | N/A | N/A | 30.361598 | -81.582072
1826 | LSJT | JEA | N/A | JEA-045 | FOG Reduction Program | FOG Reduction Program. | FIB- Sanitary Sewer | Ongoing | 2009 | N/A | N/A | N/A | Craig Creek/ McCoy Creek/ Williamson Creek/ Fishing Creek/ Deep Bottom Creek/ Moncrief Creek/ Blockhouse Creek/ Cormorant Branch/ Wills Branch/ Greenfield Creek/ Pottsburg Creek/ Middle Trout River/ Lower Trout River | N/A | N/A | N/A | JEA | N/A | N/A | N/A | 30.361598 | -81.582072
1827 | LSJT | JEA | N/A | JEA-054 | ARV Inspection and Rehabilitation | ARV inspection and rehabilitation. 30 ARVs inspected and 9 ARVs installed in 2020. | FIB- Sanitary Sewer | Ongoing | 2009 | N/A | N/A | N/A | McCoy Creek/ Williamson Creek/ Fishing Creek/ Deep Bottom Creek/ Moncrief Creek/ Blockhouse Creek/ Wills Branch/ Greenfield Creek/ Pottsburg Creek/ Middle Trout River/ Craig Creek/ Cormorant Branch/ Lower Trout River | N/A | TBD | TBD | JEA | TBD | N/A | N/A | 30.361598 | -81.582072
1828 | LSJT | JEA | N/A | JEA-053 | Open Cut – Removal and Replacement | Replace failing/leaking infrastructure. | FIB- Sanitary Sewer | Ongoing | 2009 | N/A | N/A | N/A | McCoy Creek/ Fishing Creek/ Craig Creek/ Depp Bottom Creek/ Moncrief Creek/ Wills Branch/ Pottsburg Creek/ Williamson Creek/ Middle Trout River/ Moncrief Creek-Freshwater/ Moncrief Creek-Marine/ Pottsburg Creek-Freshwater/ Pottsburg Creek-Marine | N/A | TBD | TBD | JEA | TBD | N/A | N/A | 30.361598 | -81.582072
1829 | LSJT | JEA | N/A | JEA-052 | Walk the WBID Follow-up | SSO at 2750 Hendricks Avenue Manhole. No problems during inspection but will regularly check manhole to determine cause of SSOs. | FIB- Source Identification Activities | Completed | 2009 | 2010 | N/A | N/A | Craig Creek | N/A | N/A | N/A | JEA | N/A | N/A | N/A | 30.297 | -81.648
1830 | LSJT | JEA | N/A | JEA-051 | Walk the WBID Follow-up | Elevated Levels at TCC1. Investigated and found no sanitary sewer in area. | FIB- Source Identification Activities | Completed | 2009 | 2010 | N/A | N/A | Craig Creek | N/A | N/A | N/A | JEA | N/A | N/A | N/A | 30.296 | -81.644
1831 | LSJT | JEA | N/A | JEA-050 | Walk the WBID Follow-up | Chronic Exceedances and Human Markers near CC2, TCC2, and TCC2A. Dye testing found no leaks, and additional inspections found no sewer problems. | FIB- Source Identification Activities | Completed | 2009 | 2010 | N/A | N/A | Craig Creek | N/A | N/A | N/A | JEA | N/A | N/A | N/A | 30.296 | -81.644
2036 | BACH | Escambia County | N/A | Escambia County, Bay Area Resource Council (BARC) and BCA-032 | Public Education and Outreach | Public education and outreach. | FIB- Stormwater | Ongoing | Not provided | N/A | N/A | N/A | Basinwide | N/A | N/A | 10000 | Escambia County | Not provided | N/A | N/A | 30.40524 | -87.28631
2037 | BACH | Escambia County | N/A | Escambia County-031 | West Jones Creek Stream Restoration | Wetland restoration and maintenance carried out west of Navy Blvd., east of Fairfield Dr.; construct natural stream channel, restoration activities in floodplain. | FIB- Stormwater | Completed | Not provided | Prior to 2011 | N/A | N/A | 846A | N/A | 250000 | Not provided | Not provided | Not provided | N/A | N/A | 30.39506 | -87.28707
2038 | BACH | Escambia County | N/A | Escambia County-027 | Illicit Discharge Detection | IDDE, high risk industries, small quantity generators, stormwater outfall monitoring. | FIB- Stormwater | Ongoing | Not provided | N/A | N/A | N/A | Basinwide | N/A | N/A | Not provided | Not provided | Not provided | N/A | N/A | 30.40527 | -87.28726
2039 | BACH | Escambia County | N/A | COP and ECUA-029 | West Avery St. Drainage Improvements | Avery Street Drainage Improvements Phase I (Kupfiran Park Area Improvements) – Construction of new stormwater infrastructure in Kupfiran Park area. | FIB- Stormwater | Completed | Not provided | 2013 | N/A | N/A | 846C | Not provided | 1000000 | Not provided | Escambia County | Escambia County - $1,000,000 | N/A | N/A | Incompatible Point | Incompatible Point
2040 | BACH | ECUA | N/A | ECUA-007 | Edgewater Phase I | 74 OSTDS - FIB connections. | FIB- OSTDS | Completed | Prior to 2011 | Prior to 2011 | N/A | N/A | 846C | N/A | 1467661 | N/A | ECUA | Not provided | Not provided | Not provided | 30.405107 | -87.267549
2041 | BACH | FDOT District 3 | N/A | FDOT-040 | SR 292 Barrancas Ave. Bridge | (SR 292) Barracas Bridge replacement and stormwater treatment for bridge and roadway. | FIB- Stormwater | Completed | Not provided | Prior to 2011 | N/A | N/A | 846C | Not provided | Not provided | Not provided | Florida Legislature | Not provided | Not provided | Not provided | Not provided | Not provided
2042 | BACH | FDOT District 3 | N/A | FDOT-041 | US 98 Navy Blvd. Bridge Replacement | Bayou Chico US 98 (Navy Blvd.) bridge replacement and stormwater treatment for four-lane bridge where no treatment was provided previously. | FIB- Stormwater | Completed | Not provided | Prior to 2011 | N/A | N/A | 846C | N/A | Not provided | Not provided | Florida Legislature | Not provided | Not provided | Not provided | Not provided | Not provided
2043 | BACH | BCA | Escambia County/ DEP | BCA-042 | Oyster Reef Project | Oyster reef project – Habitat restoration. | FIB- Stormwater | Completed | Not provided | Prior to 2011 | N/A | N/A | 846C | N/A | Not provided | N/A | BCA/ Escambia County/ DEP | Not provided | Not provided | Not provided | Not provided | Not provided
1690 | LSJT | FDOH | N/A | FDOH-027 | Source Identification Follow-up | Assist DEP in following up on source identification results that indicate human source. | FIB- Source Identification Activities | Completed | Not provided | Prior to 2010 | N/A | N/A | Countywide | N/A | Not provided | N/A | FDOH | Not provided | Not provided | Not provided | Not provided | Not provided
1691 | LSJT | FDOH | N/A | FDOH-028 | Walk the WBID Follow-up | Address any action items identified as result of 2014 Walk the WBID. | FIB- Source Identification Activities | Completed | Not provided | Prior to 2010 | N/A | N/A | Countywide | N/A | Not provided | N/A | FDOH | Not provided | Not provided | Not provided | Not provided | Not provided
1692 | LSJT | FDOH | N/A | FDOH-029 | Department of Business and Professional Regulation (DBPR) reporting as appropriate | Develop inspection program for dumpster areas and behind restaurants, convenience stores, and grocery stores. | FIB- Stormwater | Completed | Not provided | Prior to 2010 | N/A | N/A | Countywide | N/A | Not provided | N/A | FDOH | Not provided | Not provided | Not provided | Not provided | Not provided
1693 | LSJT | FDOT District 2 | N/A | FDOT-001 | PIC Program | Identify and remove illicit connections if found to be truly illicit. | FIB- Stormwater | Ongoing | Not provided | N/A | N/A | N/A | Newcastle Creek/ Hogan Creek/ Butcher Pen Creek/ Miller Creek/ Miramar Creek/ Big Fishweir Creek/ Deer Creek/ Terrapin Creek/ Goodbys Creek/ Open Creek | N/A | N/A | 37605 | Florida Legislature | Not provided | Not provided | Not provided | 30.284859 | -81.651055
1694 | LSJT | FDOT District 2 | N/A | FDOT-002 | PIC Program | Search for illicit connections. | FIB- Stormwater | Ongoing | Not provided | N/A | N/A | N/A | Newcastle Creek/ Hogan Creek/ Butcher Pen Creek/ Miller Creek/ Miramar Creek/ Big Fishweir Creek/ Deer Creek/ Terrapin Creek/ Goodbys Creek/ Open Creek | N/A | N/A | 37605 | Florida Legislature | Not provided | Not provided | Not provided | 30.3023686849 | -81.6284525957
1695 | LSJT | FDOT District 2 | N/A | FDOT-003 | Routine Surface Water Sampling | Carry out NPDES permit-related quarterly water quality sampling. | FIB- Source Identification Activities | Ongoing | Not provided | N/A | N/A | N/A | Newcastle Creek/ Hogan Creek/ Butcher Pen Creek/ Miller Creek/ Miramar Creek/ Big Fishweir Creek/ Deer Creek/ Terrapin Creek/ Goodbys Creek/ Open Creek | N/A | N/A | 22546 | Florida Legislature | Not provided | Not provided | Not provided | 30.342427249 | -81.6370475704
1696 | LSJT | FDOT District 2 | N/A | FDOT-004 | S.R. 115/8th St. Project | SR115 / 8th Street Interchange. | FIB- Stormwater | Completed | Not provided | Prior to 2009 | N/A | N/A | Hogan Creek | Not provided | 2941944 | Not provided | Florida Legislature | Not provided | Not provided | Not provided | 30.3432112642 | -81.6621566351
1697 | LSJT | FDOT District 2 | N/A | FDOT-017 | Proactive IDDE Program | Continue to implement mandatory IDDE training for staff and contractors working in FDOT rights-of-way. | FIB- Stormwater | Ongoing | Not provided | N/A | N/A | N/A | BMAP I Basinwide | N/A | N/A | Not provided | Florida Legislature | Not provided | Not provided | Not provided | 30.3615976653 | -81.5820721716
1698 | LSJT | FDOT District 2 | N/A | FDOT-006 | Adopt-A-Highway Program | Allow individuals or groups (after receiving FDOT training) to adopt stretch of Rd. and collect trash and debris. | FIB- Stormwater | Ongoing | Not provided | N/A | N/A | N/A | Hogan Creek/ Miller Creek/ Miramar Creek/ Goodbys Creek | N/A | N/A | Not provided | Florida Legislature | Not provided | Not provided | Not provided | 30.284859068 | -81.6510548236
1699 | LSJT | FDOT District 2 | N/A | FDOT-016 | Source Identification Follow-up | Assist DEP in following up on source identification results that indicate human source discharging into its MS4 or rights-of-way. | FIB- Source Identification Activities | Ongoing | Not provided | N/A | N/A | N/A | BMAP I Basinwide | N/A | N/A | Not provided | Florida Legislature | Not provided | Not provided | Not provided | 30.3615976653 | -81.5820721716
1700 | LSJT | FDOT District 2 | N/A | FDOT-008 | Street Sweeping Program | Street sweeping. | FIB- Stormwater | Ongoing | Not provided | N/A | N/A | N/A | Hogan Creek/ Butcher Pen Creek/ Miller Creek/ Miramar Creek/ Big Fishweir Creek/ Deer Creek/ Goodbys Creek/ Open Creek | Not provided | N/A | 37984 | Florida Legislature | Not provided | Not provided | Not provided | 30.284859068 | -81.6510548236
1701 | LSJT | FDOT District 2 | N/A | FDOT-009 | Maintain FDOT Stormwater Systems | Clean drainage structures, replace/repair storm/cross/side drains, clean/reshape roadside ditches, clear/repair outfall ditches, mow, remove roadside litter, respond to citizen complaints, and sweep roadways. | FIB- Stormwater | Ongoing | Not provided | N/A | N/A | N/A | Hogan Creek/ Butcher Pen Creek/ Miller Creek/ Miramar Creek/ Big Fishweir Creek/ Deer Creek/ Terrapin Creek/ Goodbys Creek/ Open Creek | N/A | N/A | 2750735 | Florida Legislature | Not provided | Not provided | Not provided | 30.3023686849 | -81.6284525957
1702 | LSJT | FDOT District 2 | N/A | FDOT-010 | Baymeadows Project from East of US 1 to Baymeadows Rd. | Baymeadows Project from East of US 1 to Baymeadows Rd. | FIB- Stormwater | Completed | Not provided | Prior to 2009 | N/A | N/A | Goodbys Creek | Not provided | 1496472 | Not provided | Florida Legislature | Not provided | Not provided | Not provided | 30.2138080777 | -81.6092496189
1945 | JESU | City of Winter Park | Not provided | WP-34 | Street Sweeping | Street sweeping two times per month of 130 miles - 124,200 cubic feet of material collected annually. | Street Sweeping | Ongoing | Not provided | N/A | 433.5 | 300.8 | N/A | 0 | Not provided | Not provided | Not provided | Not provided | Not provided | Not provided | 28.594942 | -81.350903
2379 | CALO | City of Fort Myers | Not provided | FM-14 | Ridgewood Park Neighborhood Improvements | Neighborhood improvement projects to be done in phases. | BMP Treatment Train | Planned | Not provided | TBD | TBD | TBD | Tidal Caloosahatchee | 242 | Not provided | Not provided | Not provided | Not provided | N/A | Not provided | 26.66157464 | -81.83297422
2380 | CALO | City of Fort Myers | Not provided | FM-15 | Midtown Redevelopment | Area improvements including water quality improvements. | BMP Treatment Train | Planned | Not provided | TBD | TBD | TBD | Tidal Caloosahatchee | 183 | Not provided | Not provided | Not provided | Not provided | N/A | Not provided | 26.63444746 | -81.84316471
2381 | CALO | City of Fort Myers | Not provided | FM-16 | Edgewood Neighborhood Improvements | Neighborhood improvement projects to be done in phases. | BMP Treatment Train | Planned | Not provided | TBD | TBD | TBD | Tidal Caloosahatchee | 336 | Not provided | Not provided | Not provided | Not provided | N/A | Not provided | 26.66456608 | -81.83771637
2382 | CALO | LA-MSID (formerly ECWCD) | Not provided | LA-01 | Education/Pollution Prevention/Fertilizer | Pollution prevention and fertilizer education. | Education Efforts | Ongoing | Not provided | N/A | 1622.5191 | 276.4736 | Tidal Caloosahatchee; West Caloosahatchee | N/A | Not provided | Not provided | Not provided | Not provided | N/A | Not provided | Not provided | Not provided
2383 | CALO | LA-MSID (formerly ECWCD) | Not provided | LA-02 | Freshwater Canal Detention | Regulation of freshwater canals through existing control structures. | Control Structure | Completed | Not provided | Prior to 2012 | 9377.909 | 1464.9327 | Tidal Caloosahatchee; West Caloosahatchee | 32555 | Not provided | Not provided | Not provided | Not provided | N/A | Not provided | Not provided | Not provided
2384 | CALO | FDOT District 1 | N/A | FDOT-02 | Existing Stormwater Dry Ponds | Dry detention pond; Facility ID = 12060-3530-01. | Dry Detention Pond | Completed | 1996 | Prior to 2012 | 3.7319 | TBD | Tidal Caloosahatchee | 2 | Not provided | Not provided | Florida Legislature | Not provided | N/A | N/A | 26.681941407 | -81.903253815
3765 | SILV | FDACS | Agricultural Producers | S146 | BMP Implementation and Verification - Farm Fertilizer | Enrollment and verification of farm fertilizer BMPs by agricultural producers. Reductions based on efficiencies referenced in the BMAP and 100% NOI enrollment of unenrolled acres. | Agricultural BMPs | Underway | Prior to 2018 | TBD | 15373 | N/A | Silver Springs Basin | 113412 | N/A | N/A | FDACS | TBD | N/A | Not provided | Not provided | Not provided
3766 | SILV | Lake County Public Works | DEP | S133 | Erosion Control Inspection Training and Certification | Recurring training provided by Lake County to instruct and certify contractors on erosion and sediment control BMPs. Reduces nutrient load by reducing sediment discharge to water bodies. | Education Efforts | Ongoing | 2013 | N/A | N/A | N/A | Silver Springs Basin | N/A | Not provided | Not provided | Lake County | Not provided | N/A | Not provided | Not provided | Not provided
3767 | WAKU | FDOT District 3 | N/A | FDOT-002 | Street Sweeping | Contract for street sweeping of FDOT curb and gutter roads within the urbanized areas of Leon County and City of Tallahassee. | Street Sweeping | Ongoing | Not provided | 2015 | 169.02 | N/A | PFA1 | N/A | Not provided | Not provided | Florida Legislature | N/A | N/A | N/A | 30.377645 | -84.294403
2242 | EWCO | FDOT District 1 | N/A | HC-FDOT-04 | Education Efforts | Pamphlets, PSAs, Illicit Discharge Program. | Education Efforts | Ongoing | 2004 | N/A | 3 | 0 | Hendry Creek | N/A | Not provided | Not provided | Florida Legislature | Not provided | N/A | Not provided | Not provided | Not provided
2243 | CALO | Lee County | DEP/ SFWMD | LC-35 | C-43 Water Quality Treatment and Testing Facility Project (*study/land acquisition) | Project to demonstrate and implement cost-effective, wetland-based strategies for reduction of dissolved organic nitrogen (DON). | Study | Underway | 2015 | TBD | N/A | N/A | Tidal Caloosahatchee | N/A | 10000000 | N/A | County/ DEP/ SFWMD | N/A | N/A | N/A | 26.700686 | -81.529159
2244 | EWCO | FDOT District 1 | N/A | HC-FDOT-01c | Wet Detention Ponds (1, 2, and 3) Facility ID: 12010-3561-03 | Wet detention. | Wet Detention Pond | Completed | 1999 | Prior to 2012 | 41 | 11 | Hendry Creek | 30 | Not provided | Not provided | Florida Legislature | Not provided | N/A | N/A | 26.538196 | -81.874039
2245 | EWCO | FDOT District 1 | N/A | HC-FDOT-02 | Roadside Swales | Swale with ditch blocks. | Grass swales with swale blocks or raised culverts | Completed | N/A | Prior to 2012 | Not provided | Not provided | Hendry Creek | Not provided | Not provided | Not provided | Florida Legislature | Not provided | N/A | N/A | Not provided | Not provided
2246 | EWCO | FDOT District 1 | N/A | HC-FDOT-03 | Street Sweeping | Street sweeping. | Street Sweeping | Ongoing | 2002 | N/A | 91 | 49 | Hendry Creek | N/A | Not provided | Not provided | Florida Legislature | Not provided | N/A | Not provided | Not provided | Not provided
2247 | EWCO | FDOT District 1 | N/A | IR-FDOT-01 | Wet Detention Ponds (Pond 5D) Facility ID: 12075-3500-02 | Wet detention. | Wet Detention Pond | Completed | 2010 | 2010 | 3 | 0 | Imperial River | 96 | Not provided | Not provided | Florida Legislature | Not provided | N/A | N/A | 26.334811 | -81.748673
1256 | LSJT | City of Jacksonville Beach | N/A | JB-066 | Lift Station No. 20 Abandonment | 4th St. and 15th Ave. N. | FIB- Sanitary Sewer | Underway | Not provided | 2021 | N/A | N/A | Hopkins Creek | N/A | 500000 | N/A | Jacksonville Beach | Not provided | Not provided | Not provided | 30.3028696877223 | -81.3961446279549
1257 | LSJT | City of Atlantic Beach | N/A | AB-008 | Sewer Line Upgrades | Replace force main from Lift Station C to WWTF – Donner Rd. | FIB- Sanitary Sewer | Completed | Not provided | Prior to 2010 | N/A | N/A | Hopkins Creek | N/A | 94257 | N/A | Atlantic Beach | Not provided | Not provided | Not provided | Not provided | Not provided
1804 | LSJT | JEA | N/A | JEA-032 | Prioritize Infrastructure Improvements | Give priority to improving/repairing infrastructure close to surface waterbodies and stormwater conveyances. | FIB- Sanitary Sewer | Ongoing | 2009 | N/A | N/A | N/A | BMAP I Tributaries | N/A | N/A | N/A | JEA | N/A | N/A | N/A | 30.361598 | -81.582072
1805 | LSJT | JEA | N/A | JEA-031 | Source Identification Follow-up | Assist DEP in following up on source identification results that indicate human source. | FIB- Source Identification Activities | Ongoing | 2009 | N/A | N/A | N/A | BMAP I Tributaries | N/A | N/A | N/A | JEA | N/A | N/A | N/A | 30.361598 | -81.582072
1806 | LSJT | JEA | N/A | JEA-030 | TAT Calls and Efforts | Continue participation in TAT coordination calls and other TAT efforts. | FIB- Source Identification Activities | Ongoing | 2009 | N/A | N/A | N/A | BMAP I Tributaries | N/A | N/A | N/A | JEA | N/A | N/A | N/A | 30.361598 | -81.582072
1807 | LSJT | JEA | N/A | JEA-029 | Sewer Infrastructure Improvements | Lower East Side Drainage Improvements. Installation of New Sewer Infrastructure to Accommodate Stormwater Improvements. | FIB- Sanitary Sewer | Completed | 2009 | 2015 | N/A | N/A | Deer Creek | N/A | 429000 | 429000 | JEA | $429,000 | N/A | N/A | 30.341 | -81.629
1837 | LSJT | JEA | N/A | JEA-012 | Manhole Monitoring | Manhole monitoring. | FIB- Sanitary Sewer | Ongoing | 2009 | N/A | N/A | N/A | Newcastle Creek/ Hogan Creek/ Butcher Pen Creek/ Miller Creek/ Miramar Creek/ Big Fishweir Creek/ Deer Creek/ Terrapin Creek/ Goodbys Creek/ Open Creek | N/A | TBD | TBD | JEA | TBD | N/A | N/A | 30.361598 | -81.582072
1838 | LSJT | FDOT District 2 | N/A | FDOT-048 | I-95 Interchange Operational Improvements at SR JTB | Construct stormwater management systems to treat areas of improvement. | FIB- Stormwater | Completed | Not provided | 2018 | N/A | N/A | Pottsburg Creek-Fresh | Not provided | 66720000 | Not provided | Florida Legislature | Not provided | Not provided | Not provided | 30.2494105 | -81.5926509
1839 | LSJT | FDOT District 2 | N/A | FDOT-049 | Participate in TAT Calls and Efforts | Continue participation in the TAT coordination calls and other TAT efforts. | FIB- Source Identification Activities | Ongoing | Not provided | N/A | N/A | N/A | BMAP II Basinwide | N/A | Not provided | Not provided | Florida Legislature | Not provided | Not provided | Not provided | 30.3615976653 | -81.5820721716
1840 | LSJT | FDOT District 2 | N/A | FDOT-050 | Source Identification Follow-up | Assist DEP in following up on source identification results that indicate a human source discharging into its MS4 or rights-of-way. | FIB- Source Identification Activities | Ongoing | Not provided | N/A | N/A | N/A | BMAP II Basinwide | N/A | Not provided | Not provided | Florida Legislature | Not provided | Not provided | Not provided | 30.3615976653 | -81.5820721716
1841 | LSJT | FDOT District 2 | N/A | FDOT-051 | Walk the WBID Follow-up | Address any mutually agreed on action items identified as a result of the Phase 2 Walk the WBID. | FIB- Source Identification Activities | Ongoing | Not provided | N/A | N/A | N/A | BMAP II Basinwide | N/A | Not provided | Not provided | Florida Legislature | Not provided | Not provided | Not provided | 30.3615976653 | -81.5820721716
1842 | LSJT | JEA | N/A | JEA-001 | Pipe Bursting – Increase Carrying Capacity | Replace failing/leaking infrastructure. 3314 ft of pipe replaced by pipe bursting in 2020. | FIB- Sanitary Sewer | Ongoing | 2009 | N/A | N/A | N/A | Newcastle Creek/ Hogan Creek/ Butcher Pen Creek/ Miller Creek/ Miramar Creek/ Big Fishweir Creek/ Deer Creek/ Goodbys Creek/ Open Creek | N/A | TBD | TBD | JEA | TBD | N/A | N/A | 30.361598 | -81.582072
1843 | LSJT | JEA | N/A | JEA-002 | CIPP – Install New Inner Lining | Rehabilitate failing/leaking infrastructure. | FIB- Sanitary Sewer | Ongoing | 2009 | N/A | N/A | N/A | Newcastle Creek/ Hogan Creek/ Butcher Pen Creek/ Miller Creek/ Big Fishweir Creek/ Deer Creek | N/A | TBD | TBD | JEA | TBD | N/A | N/A | 30.361598 | -81.582072
1844 | LSJT | JEA | N/A | JEA-003 | Manhole Linings Rehabilitated | Repair deteriorating manhole linings. 1047 manholes inspected, 75 manholes cleaned, 56 replacement manholes installed. | FIB- Sanitary Sewer | Ongoing | 2009 | N/A | N/A | N/A | Newcastle Creek/ Hogan Creek/ Butcher Pen Creek/ Miller Creek/ Miramar Creek/ Big Fishweir Creek/ Deer Creek/ Terrapin Creek/ Goodbys Creek/ Open Creek | N/A | TBD | TBD | JEA | TBD | N/A | N/A | 30.361598 | -81.582072
1845 | LSJT | JEA | N/A | JEA-017 | Open Cut – Removal and Replacement | Replace failing/leaking infrastructure. | FIB- Sanitary Sewer | Completed | 2009 | 2009 | N/A | N/A | Hogan Creek/ Butcher Pen Creek/ Big Fishweir Creek/ Deer Creek/ Goodbys Creek/ Open Creek | N/A | 2144465 | N/A | JEA | TBD | N/A | N/A | 30.361598 | -81.582072
1846 | LSJT | JEA | N/A | JEA-016 | Sewer Infrastructure Improvements | Lift Station @ 3254 Townsend Blvd. Upgrade station to address multiple SSOs related to electrical problems. | FIB- Sanitary Sewer | Completed | 2009 | 2009 | N/A | N/A | Newcastle Creek | N/A | 70000 | 70000 | JEA | $70,000 | N/A | N/A | 30.364 | -81.579
912 | LSJM | COJ/ FDOT MS4 | Not provided | COJ-077 | COJ MS4 FLS000012 | FDOT Branan Field Chafee roadway project. | Wet Detention Pond | Completed | Not provided | Prior to 2008 | 253 | N/A | Marine | 187 | Not provided | Not provided | FDOT/ State Legislature | N/A | N/A | Not provided | 30.2522397879 | -81.8481597272
913 | LSJM | Clay County MS4 | FDOT | CC-13 | CC MS4 FLR04E045 | FDOT construction of stormwater management systems for Clay County recreational trail on SR 15. | Wet Detention Pond | Completed | Not provided | Prior to 2008 | 198 | N/A | Marine | Not provided | Not provided | Not provided | FDOT/ State Legislature | N/A | N/A | Not provided | Not provided | Not provided
914 | LSJM | CCUA Aggregate | Not provided | CCUA-03 | Miller St. WWTF FL0025151 | WWTF improvements to meet APRICOT standards. | WWTF Nutrient Reduction | Completed | Not provided | Prior to 2008 | 22737 | N/A | Marine | N/A | 5889193 | 133520 | Not provided | Not provided | N/A | Not provided | 30.1776555555556 | -81.7140611111111
915 | LSJM | Clay County Non-MS4 | Not provided | CC-04 | CC Non-MS4 | Education program including: Florida Yards & Neighborhoods, fertilizer ordinance, pet waste ordinance, PSAs, Websites, Illicit Discharge and Prohibition Ordinance and Policies. 5% of starting load freshwater non-MS4 allocation. | Education Efforts | Ongoing | Not provided | N/A | 614 | 84 | Freshwater | N/A | Not provided | Not provided | Not provided | Not provided | N/A | Not provided | Not provided | Not provided
916 | LSJM | COJ/ FDOT MS4 | Not provided | COJ-004 | COJ MS4 FLS000012 | McCoys Creek Pond F. | Wet Detention Pond | Completed | Not provided | Prior to 2008 | 22 | N/A | Marine | 11 | Not provided | 0 | Not provided | Not provided | N/A | Not provided | 30.3240225568 | -81.6998992907
917 | LSJM | COJ/ FDOT MS4 | Not provided | COJ-003 | COJ MS4 FLS000012 | McCoys Creek Ponds A and B. | Wet Detention Pond | Completed | Not provided | Prior to 2008 | 1650 | N/A | Marine | 680 | Not provided | 1447 | Not provided | Not provided | N/A | Not provided | 30.3266270164 | -81.6968819799
1352 | LSJT | City of Jacksonville | N/A | COJ-115 | Rensselaer Avenue at Hollingsworth St. | Construction. | FIB- Stormwater | Completed | Not provided | 2014 | N/A | N/A | Big Fishweir Creek | N/A | 56470 | Not provided | COJ | Not provided | Not provided | Not provided | 30.3013411899 | -81.7259016105
1353 | LSJT | City of Jacksonville | N/A | COJ-114 | 3900 Richmond St. | Storm sewer. | FIB- Stormwater | Completed | Not provided | 2014 | N/A | N/A | Big Fishweir Creek | N/A | 2773 | Not provided | COJ | Not provided | Not provided | Not provided | 30.3013411899 | -81.7259016105
1354 | LSJT | City of Jacksonville | N/A | COJ-103 | 9439 San Jose Blvd. | Drainage improvement. | FIB- Stormwater | Completed | Not provided | 2014 | N/A | N/A | Goodbys Creek | Not provided | 66195 | Not provided | COJ | Not provided | Not provided | Not provided | 30.2138080777 | -81.6092496189
1355 | LSJT | City of Jacksonville | N/A | COJ-112 | Kingsbury St. at Lark St. | Cave in. | FIB- Stormwater | Completed | Not provided | 2014 | N/A | N/A | Big Fishweir Creek | N/A | 10177 | Not provided | COJ | Not provided | Not provided | Not provided | 30.3013411899 | -81.7259016105
1356 | LSJT | City of Jacksonville | N/A | COJ-104 | Washburn Rd. | Drainage improvement. | FIB- Stormwater | Completed | Not provided | 2014 | N/A | N/A | Open Creek | Not provided | 6191 | Not provided | COJ | Not provided | Not provided | Not provided | 30.2675530484 | -81.4540747131
1357 | LSJT | City of Jacksonville | N/A | COJ-110 | Harlow Blvd. at Bambi Lane | Drain line. | FIB- Stormwater | Completed | 2007 | 2014 | N/A | N/A | Butcher Pen Creek | N/A | 74845 | Not provided | COJ | Not provided | Not provided | Not provided | 30.2598660209 | -81.7467730049
1358 | LSJT | City of Jacksonville | N/A | COJ-109 | 4615 Harlow Blvd. | Storm sewer. | FIB- Stormwater | Underway | Not provided | TBD | N/A | N/A | Butcher Pen Creek | N/A | 80487 | Not provided | COJ | Not provided | Not provided | Not provided | 30.2598660209 | -81.7467730049
1359 | LSJT | City of Jacksonville | N/A | COJ-108 | Steele St. at Myrtle Avenue | Storm sewer. | FIB- Stormwater | Completed | 2007 | 2014 | N/A | N/A | Hogan Creek | N/A | 15239 | Not provided | COJ | Not provided | Not provided | Not provided | 30.3432112642 | -81.6621566351
1360 | LSJT | City of Jacksonville | N/A | COJ-107 | 1003 15th St. | 1003 15th St. | FIB- Stormwater | Planned | Not provided | TBD | N/A | N/A | Hogan Creek | N/A | 21254 | Not provided | COJ | Not provided | Not provided | Not provided | 30.3432112642 | -81.6621566351
1361 | LSJT | City of Jacksonville | N/A | COJ-106 | Washburn Rd. Drainage Part A | Drainage improvement. | FIB- Stormwater | Completed | Not provided | 2014 | N/A | N/A | Open Creek | Not provided | 72692 | Not provided | COJ | Not provided | Not provided | Not provided | 30.2675530484 | -81.4540747131
1362 | LSJT | City of Jacksonville | N/A | COJ-119 | Osprey Court | Construction. | FIB- Stormwater | Underway | 2000 | TBD | N/A | N/A | Goodbys Creek | N/A | 89394 | Not provided | COJ | Not provided | Not provided | Not provided | 30.235694662 | -81.6038784697
1363 | LSJT | City of Jacksonville | N/A | COJ-113 | Plymouth St. | Plymouth St. | FIB- Stormwater | Underway | Not provided | TBD | N/A | N/A | Big Fishweir Creek | N/A | 8339 | Not provided | COJ | Not provided | Not provided | Not provided | 30.3013411899 | -81.7259016105
1364 | LSJT | City of Jacksonville | N/A | COJ-039 | Pine Forest/Larson Acres Area (Main Stem COJ-042f) | Flood improvement, wet detention. | FIB- Stormwater | Completed | Not provided | 2010 | N/A | N/A | Miramar Creek | Not provided | 5015000 | 3860 | COJ | Not provided | Not provided | Not provided | 30.284859068 | -81.6510548236
1365 | LSJT | City of Atlantic Beach | N/A | AB-140 | Effluent Gravity Outfall Inspection and Maintenance | Perform cleaning and closed-circuit television inspection of 21” gravity outfall on Donner Rd. Perform needed repairs if identified and root-cutting. | FIB- Sanitary Sewer | Completed | Not provided | 2019 | N/A | N/A | Hopkins Creek | N/A | 50000 | N/A | Atlantic Beach | Not provided | Not provided | Not provided | Not provided | Not provided
1366 | LSJT | City of Jacksonville | N/A | COJ-026 | Venus and Mars Apartment Complex Pond Maintenance | Conducted maintenance activities at pond at apartment complex as Walk the WBID follow-up. | FIB- Stormwater | Completed | Not provided | Prior to 2009 | N/A | N/A | Hogan Creek | N/A | Not provided | N/A | COJ | Not provided | Not provided | Not provided | 30.3432112642 | -81.6621566351
1367 | LSJT | City of Jacksonville | N/A | COJ-027 | Pollution Water Illegal Discharge | CARE-initiated inspection. See COJ-139 for ongoing activity. | FIB- Stormwater | Completed | Not provided | 2009 | N/A | N/A | Hogan Creek/ Butcher Pen Creek/ Miller Creek/ Miramar Creek/ Big Fishweir Creek/ Deer Creek/ Terrapin Creek/ Goodbys Creek/ Newcastle Creek/ Open Creek | N/A | 10812 | N/A | COJ | Not provided | Not provided | Not provided | 30.3023686849 | -81.6284525957
1368 | LSJT | City of Jacksonville | N/A | COJ-028 | Sewer Drains into Yard/Ditch | CARE-initiated inspection. | FIB- Stormwater | Ongoing | Not provided | N/A | N/A | N/A | Hogan Creek/ Butcher Pen Creek/ Miller Creek/ Miramar Creek/ Big Fishweir Creek/ Deer Creek/ Goodbys Creek/ Open Creek/ Terrapin Creek | N/A | 11872 | N/A | COJ | Not provided | Not provided | Not provided | 30.342427249 | -81.6370475704
1369 | LSJT | City of Jacksonville | N/A | COJ-029 | Follow-up on Outstanding PIC | Follow-up on open PIC in watershed. | FIB- Stormwater | Ongoing | Not provided | N/A | N/A | N/A | Hogan Creek/ Butcher Pen Creek/ Big Fishweir Creek/ Terrapin Creek/ Goodbys Creek/ Open Creek | N/A | 13214 | N/A | COJ | Not provided | Not provided | Not provided | 30.3432112642 | -81.6621566351
1370 | LSJT | City of Jacksonville | N/A | COJ-030 | Source Identification Sampling | Source Identification sampling conducted when high levels of fecal coliform bacteria are noted. | FIB- Source Identification Activities | Ongoing | Not provided | N/A | N/A | N/A | Hogan Creek/ Big Fishweir Creek/ Deer Creek | N/A | 13000 | N/A | COJ | Not provided | Not provided | Not provided | 30.3432112642 | -81.6621566351
1371 | LSJT | City of Jacksonville | N/A | COJ-031 | Wesconnett Blvd. (Blanding to Blanding) (Main Stem COJ-032) | Wet detention. | FIB- Stormwater | Completed | Not provided | Prior to 2009 | N/A | N/A | Butcher Pen Creek | Not provided | Not provided | Not provided | COJ | Not provided | Not provided | Not provided | 30.2598660209 | -81.7467730049
1599 | LSJT | City of Atlantic Beach | N/A | AB-100 | 1999 Stormwater Improvements Project | Implement flood control capital project and stormwater water quality BMPs on Pine St., PW Yard, and Seminole. | FIB- Stormwater | Completed | Not provided | Prior to 2010 | N/A | N/A | Sherman Creek | Not provided | 414711 | Not provided | Atlantic Beach | Not provided | Not provided | Not provided | Not provided | Not provided
1600 | LSJT | City of Atlantic Beach | N/A | AB-099 | Preventive SSO Investigations | Clean and inspect (using CCTV) sewer main at Mayport Rd. crossings. | FIB- Sanitary Sewer | Completed | Not provided | Prior to 2010 | N/A | N/A | Sherman Creek | N/A | 6656 | N/A | Atlantic Beach | Not provided | Not provided | Not provided | Not provided | Not provided
1601 | LSJT | City of Atlantic Beach | N/A | AB-098 | Preventive SSO Investigations | Clean and inspect (using CCTV) sewer main on Seminole Rd., Selva Linkside, and Selva Lakes Subdivisions. | FIB- Sanitary Sewer | Completed | Not provided | Prior to 2010 | N/A | N/A | Sherman Creek | N/A | 27094 | N/A | Atlantic Beach | Not provided | Not provided | Not provided | Not provided | Not provided
1602 | LSJT | City of Atlantic Beach | N/A | AB-097 | Preventive SSO Investigations | Implement root removal and tuberculation removal on Seminole Rd. | FIB- Sanitary Sewer | Completed | Not provided | Prior to 2010 | N/A | N/A | Sherman Creek | N/A | 2400 | N/A | Atlantic Beach | Not provided | Not provided | Not provided | Not provided | Not provided
1603 | LSJT | City of Atlantic Beach | N/A | AB-096 | Preventive SSO Investigations | Clean and inspect (using CCTV) sewer main on Selva Marina Dr. | FIB- Sanitary Sewer | Completed | Not provided | Prior to 2010 | N/A | N/A | Sherman Creek | N/A | 9000 | N/A | Atlantic Beach | Not provided | Not provided | Not provided | Not provided | Not provided
1604 | LSJT | City of Atlantic Beach | N/A | AB-104 | Sherry Dr. Reconstruction Project | Implement flood control capital project–Sherry Dr. between Atlantic Blvd. and Seminole Rd. | FIB- Stormwater | Completed | Not provided | Prior to 2010 | N/A | N/A | Sherman Creek | Not provided | 1371530 | Not provided | Atlantic Beach | Not provided | Not provided | Not provided | Not provided | Not provided
1395 | LSJT | City of Jacksonville | N/A | COJ-130 | Contractor Pond Maintenance | Vegetation management and remove litter. | FIB- Stormwater | Ongoing | Not provided | N/A | N/A | N/A | BMAP I Basinwide | N/A | N/A | Not provided | COJ | Not provided | Not provided | Not provided | 30.3615976653 | -81.5820721716
1396 | LSJT | City of Atlantic Beach | N/A | AB-142 | Sewer Line Upgrades | Rehabilitate Sanitary sewer mains on Sea Oats Dr., Park Ter. E, Park Ter. W, and 17th St. using CIPP. | FIB- Sanitary Sewer | Completed | Not provided | 2017 | N/A | N/A | Sherman Creek | N/A | 156000 | N/A | Atlantic Beach | Not provided | Not provided | Not provided | Not provided | Not provided
1397 | LSJT | City of Atlantic Beach | N/A | AB-143 | Manhole Inspections and Rehabilitation | Rehabilitate manholes on Sea Oats Dr., Park Ter. E, Park Ter. W, and 17th St. using Spectrashield. | FIB- Sanitary Sewer | Completed | Not provided | 2017 | N/A | N/A | Sherman Creek | N/A | 50000 | N/A | Atlantic Beach | Not provided | Not provided | Not provided | Not provided | Not provided
1398 | LSJT | City of Atlantic Beach | N/A | AB-144 | Salt Air Neighborhood Stormwater Improvements | Restoration of roadside swales and drainage infrastructure. | FIB- Stormwater | Completed | Not provided | 2015 | N/A | N/A | Sherman Creek | N/A | 292000 | N/A | Atlantic Beach | Not provided | Not provided | Not provided | Not provided | Not provided
1399 | LSJT | City of Atlantic Beach | N/A | AB-145 | Stormwater Master Plan Update | Updating model and City-wide capital needs to address recent storm events and level of service expectations. | FIB- Stormwater | Completed | Not provided | 2018 | N/A | N/A | Hopkins Creek/ Sherman Creek | N/A | 196000 | N/A | Atlantic Beach | Not provided | Not provided | Not provided | Not provided | Not provided
1400 | LSJT | City of Atlantic Beach | N/A | AB-146 | Aquatic Pond Improvements | Adding control structure and bulkhead/bank restoration. | FIB- Stormwater | Completed | Not provided | 2018 | N/A | N/A | Hopkins Creek | Not provided | 25000 | N/A | Atlantic Beach | Not provided | Not provided | Not provided | Not provided | Not provided
1401 | LSJT | City of Jacksonville | N/A | COJ-001 | Townsend Rd. (Main Stem COJ-30) | Wet detention. | FIB- Stormwater | Completed | Not provided | Prior to 2009 | N/A | N/A | Newcastle Creek | Not provided | Not provided | Not provided | COJ | Not provided | Not provided | Not provided | 30.3618026648 | -81.581907063
1402 | LSJT | City of Jacksonville | N/A | COJ-002 | Townsend Rd. | Townsend Rd. drainage system rehab. | FIB- Stormwater | Completed | Not provided | Prior to 2009 | N/A | N/A | Newcastle Creek | N/A | 173326 | N/A | COJ | Not provided | Not provided | Not provided | 30.3618026648 | -81.581907063
1403 | LSJT | City of Jacksonville | N/A | COJ-003 | Berrywood Lane | Ditch cleanout to remove sediments and vegetation. | FIB- Stormwater | Completed | Not provided | Prior to 2009 | N/A | N/A | Newcastle Creek | N/A | Not provided | N/A | COJ | Not provided | Not provided | Not provided | 30.3618026648 | -81.581907063
1404 | LSJT | City of Jacksonville | N/A | COJ-004 | Ditch /Creek Regrade/Erosion/Clean | Completed in response to CARE requests. Costs limited to activities completed after release of work order system. See COJ-135 for ongoing activity. | FIB- Stormwater | Completed | Not provided | 2009 | N/A | N/A | Newcastle Creek/ Hogan Creek/ Butcher Pen Creek/ Miller Creek/ Miramar Creek/ Big Fishweir Creek/ Deer Creek/ Terrapin Creek/ Goodbys Creek/ Open Creek | N/A | 116116.37 | N/A | COJ | Not provided | Not provided | Not provided | 30.3023686849 | -81.6284525957
1405 | LSJT | City of Jacksonville | N/A | COJ-005 | Lake or Pond Problem | All maintenance activities completed in response to CARE requests. Costs shown limited to activities completed after release of work order system. See COJ-136 for ongoing activity. | FIB- Stormwater | Completed | Not provided | 2009 | N/A | N/A | Newcastle Creek/ Hogan Creek/ Butcher Pen Creek/ Miramar Creek/ Big Fishweir Creek/ Goodbys Creek/ Open Creek/ Miller Creek/ Deer Creek/ Terrapin Creek | N/A | 12036.68 | N/A | COJ | Not provided | Not provided | Not provided | 30.3023686849 | -81.6284525957
1406 | LSJT | City of Jacksonville | N/A | COJ-006 | Structure Blocked/Repair/General Flooding | All maintenance activities completed in response to CARE requests. Costs shown limited to activities completed after release of work order system. See COJ-137 for ongoing activity. | FIB- Stormwater | Completed | Not provided | 2009 | N/A | N/A | Newcastle Creek/ Hogan Creek/ Butcher Pen Creek/ Miller Creek/ Miramar Creek/ Big Fishweir Creek/ Deer Creek/ Terrapin Creek/ Goodbys Creek/ Open Creek | N/A | 241856.92 | N/A | COJ | Not provided | Not provided | Not provided | 30.342427249 | -81.6370475704
1407 | LSJT | City of Jacksonville | N/A | COJ-025 | Trash Removal in Main Channel | Removed trash in main channel of creek as Walk the WBID follow-up. | FIB- Trash Cleanup of Impaired Waterbody | Completed | Not provided | 2009 | N/A | N/A | Hogan Creek | N/A | Not provided | N/A | COJ | Not provided | Not provided | Not provided | 30.3432112642 | -81.6621566351
1408 | LSJT | City of Jacksonville | N/A | COJ-008 | Sewer Drains into Yard/Ditch | CARE initiated. See COJ-140 for ongoing activity. | FIB- Stormwater | Completed | Not provided | 2009 | N/A | N/A | Newcastle Creek | N/A | 212 | N/A | COJ | Not provided | Not provided | Not provided | 30.3618026648 | -81.581907063
1409 | LSJT | City of Jacksonville | N/A | COJ-055 | Lower Eastside Drainage Improvements – Phase 3 (Main Stem COJ-042k) | Eliminate flooding area bordered by 7th St., MLK Jr. Expressway, 1st St., Spearing St. | FIB- Stormwater | Completed | 2018 | 2020 | N/A | N/A | Deer Creek | 159 | 6500000 | N/A | COJ | $9,392,961 | Not provided | Not provided | 30.342427249 | -81.6370475704
1410 | LSJT | City of Jacksonville | N/A | COJ-010 | Private Lift Station Inspection | Private lift station inspection and update GIS coverage. See COJ-142 for ongoing activity. | FIB- Sanitary Sewer | Completed | Not provided | 2009 | N/A | N/A | Newcastle Creek/ Hogan Creek/ Butcher Pen Creek/ Miller Creek/ Miramar Creek/ Big Fishweir Creek/ Deer Creek/ Terrapin Creek/ Goodbys Creek/ Open Creek | N/A | 9964 | N/A | COJ | Not provided | Not provided | Not provided | 30.342427249 | -81.6370475704
1525 | LSJT | City of Atlantic Beach | N/A | AB-014 | Manhole Inspections and Rehabilitation | Replace effluent outfall manhole at Mayport and Donner Rd. | FIB- Sanitary Sewer | Completed | Not provided | Prior to 2010 | N/A | N/A | Hopkins Creek | N/A | 12800 | N/A | Atlantic Beach | Not provided | Not provided | Not provided | Not provided | Not provided
1526 | LSJT | City of Atlantic Beach | N/A | AB-015 | Pump Station Inspections and Maintenance | Inspect and maintain daily; monitored by SCADA system with automatic callout and technician on call; designed with redundancy; large stations with generators and automatic transfer switch on-site and portable genset and pumps available for small stations. | FIB- Sanitary Sewer | Completed | Not provided | Prior to 2010 | N/A | N/A | Hopkins Creek/ Sherman Creek | N/A | N/A | Not provided | Atlantic Beach | Not provided | Not provided | Not provided | Not provided | Not provided
1527 | LSJT | City of Atlantic Beach | N/A | AB-016 | Pump Station Inspections and Maintenance | Improve valves at Lift Stations C, E, F (65 Donner Rd., 799 Mayport Rd., 858 Cavalla Rd.). | FIB- Sanitary Sewer | Completed | Not provided | Prior to 2010 | N/A | N/A | Hopkins Creek | N/A | 40000 | N/A | Atlantic Beach | Not provided | Not provided | Not provided | Not provided | Not provided
1528 | LSJT | City of Atlantic Beach | N/A | AB-043 | Litter Collection | Litter collection. | FIB- Stormwater | Completed | Not provided | Prior to 2010 | N/A | N/A | Hopkins Creek/ Sherman Creek | N/A | N/A | Not provided | Atlantic Beach | Not provided | Not provided | Not provided | Not provided | Not provided
1529 | LSJT | City of Atlantic Beach | N/A | AB-018 | Pump Station Inspections and Maintenance | Install SCADA system for all lift stations. Those in Hopkins Creek watershed are Lift Stations C, E, and F (65 Donner Rd., 799 Mayport Rd., 858 Cavalla Rd.). | FIB- Sanitary Sewer | Completed | Not provided | Prior to 2010 | N/A | N/A | Hopkins Creek | N/A | 19500 | N/A | Atlantic Beach | Not provided | Not provided | Not provided | Not provided | Not provided
1530 | LSJT | City of Atlantic Beach | N/A | AB-072 | Sewer Line Upgrades | Line sewer main in Seaspray subdivision. | FIB- Sanitary Sewer | Completed | Not provided | Prior to 2010 | N/A | N/A | Sherman Creek | N/A | 239997 | N/A | Atlantic Beach | Not provided | Not provided | Not provided | Not provided | Not provided
1070 | HILL | City of Tampa | N/A | COT-008 | Lowry Park Zoo Stormwater Rehabilitation | Construction of 2-acre wet detention system to treat runoff from 100-acre basin. | FIB- Stormwater | Completed | Not provided | 2002 | N/A | N/A | Lower Hillsborough River | 100 | 345000 | Not provided | City of Tampa General Fund | Not provided | Not provided | Not provided | Not provided | Not provided
1071 | HILL | City of Plant City | SWFWMD | CPC-019 | Pistol Range Stormwater Retrofit Project | Diversion of flow from about 620 acres through reconfigured borrow pit system to provide treatment prior to discharge into Pemberton Creek and Spartman Branch. TN reduction is calculated at 2,809 lbs/yr. Canceled. Completed before TMDL POR. | FIB- Stormwater | Canceled | 1996 | 2000 | N/A | N/A | Baker Creek/ Flint Creek | 1920 | 649810 | 5000 | SWFWMD | N/A | N/A | N/A | 28.039155 | -82.139758
1072 | HILL | City of Plant City | SWFWMD | CPC-018 | Lake Thonotosassa Diagnostic Assessment and Water Quality Treatment Project | Evaluate feasibility of stormwater treatment system to treat stormwater and highly treated reclaimed water before discharging into Westside Canal. If feasible, project has potential to improve water quality in Westside Canal and Lake Thonotosassa. | FIB- Stormwater | Completed | 2007 | 2012 | N/A | N/A | Spartman Branch/ Baker Creek/ Flint Creek | N/A | 100000 | N/A | Utilities Revenues/ Grant SWFWMD Cooperative Funding | Plant City - $50,000/ SWFWMD - $50,000 | N/A | N/A | 28.009707 | -82.141251
948 | LSJM | COJ/ FDOT MS4 | Seminole Electric | COJ-053 | COJ MS4 FLS000012 | Atmospheric deposition load reduction –Seminole Electric SCR upgrade. | Industrial Facility Upgrades | Completed | 2006 | 2010 | 15237 | N/A | Marine | N/A | 176000000 | N/A | Not provided | Not provided | N/A | N/A | 30.3098124604 | -81.671008589
971 | HILL | Hillsborough County | SWFWMD | HC-014 | 10 Adopt-a-Ponds in Lower Hillsborough River (LHR) watershed | Pond restoration and environmental education. | FIB- Stormwater | Completed | 1992 | 2004 | N/A | N/A | Lower Hillsborough River | N/A | N/A | 138000 | Specialized Services Unit Operating Budget | Specialized Services Unit Operating Budget - $138,000 | N/A | Not provided | Not provided | Not provided
978 | HILL | EPCHC | Not provided | EPCHC-004 | Development and Application of Decision Matrix To Track Progress Towards Water Quality Criteria | Development of “decision matrix” using monitoring data to assess progress toward water quality improvements in Blackwater Creek and suggested actions if trends in statistical evaluation do not show improvement in water quality. | FIB- Source Identification Activities | Ongoing | Not provided | N/A | N/A | N/A | Blackwater Creek/ Lower Hillsborough River/ New River/ Spartman Branch/ Baker Creek/ Flint Creek | N/A | Not provided | Not provided | Not provided | Not provided | Not provided | Not provided | Not provided | Not provided
2170 | HAMO | FDOT District 5 | N/A | FDOT-03 | 79070-3547-04 (Pond pond 4) | Wet detention pond. | Wet Detention Pond | Completed | 2003 | 2007 | 15.8 | 0.8 | N/A | 35.2 | Not provided | Not provided | Florida Legislature | Not provided | N/A | N/A | 29.025358 | -81.193219
2021 | BACH | ECHD | FDOH | ECHD-015 | Environmental Analysis Program | Inspects septic tanks prior to property sales. | FIB- Source Identification Activities | Completed | 1999 | 2012 | N/A | N/A | Basinwide | N/A | N/A | Not provided | FDOH | Not provided | Not provided | Not provided | 30.405812 | -87.281054
2439 | BIRL | City of Satellite Beach | DEP | SB-25 | Cassia Phase 3 - C3E | Retention swales. | On-line Retention BMPs | Completed | 2012 | 2013 | 1.3023 | 0.17754 | B | 0.2 | N/A | N/A | City/ DEP | N/A | G0162 | N/A | 28.172337187 | -80.602065028
2440 | BIRL | City of Satellite Beach | DEP | SB-26 | Cassia Phase 3 - C3F | Retention swales. | On-line Retention BMPs | Completed | 2012 | 2013 | 3.924 | 0.53555 | B | 2 | N/A | N/A | City/ DEP | N/A | G0162 | N/A | 28.171897628 | -80.602815288
2441 | BIRL | City of Satellite Beach | DEP | SB-27 | Cassia Phase 3 - C3G | Retention swales. | On-line Retention BMPs | Completed | 2012 | 2013 | 3.4901 | 0.47612 | B | 1.3 | N/A | N/A | City/ DEP | N/A | G0162 | N/A | 28.171901739 | -80.602021231
2442 | BIRL | City of Satellite Beach | DEP | SB-28 | Cassia Phase 3 - C5A | Retention swales. | On-line Retention BMPs | Completed | 2012 | 2013 | 1.4821 | 0.21006 | B | 0.2 | N/A | N/A | City/ DEP | N/A | G0162 | N/A | 28.172356113 | -80.601217089
2443 | BIRL | City of Satellite Beach | DEP | SB-29 | Cassia Phase 3 - C5B | Retention swales. | On-line Retention BMPs | Completed | 2012 | 2013 | 9.8094 | 1.3921 | B | 5.9 | N/A | N/A | City/ DEP | N/A | G0162 | N/A | 28.171177128 | -80.601233359
2444 | BIRL | City of Cape Canaveral | DEP/ Brevard County/ SOIRL | CC-20 | Central Boulevard Baffle Box Upgrade | Baffle box upgrade to 2nd generation - Central Ditch Baffle Box | Baffle Boxes- Second Generation | Completed | 2017 | 2017 | 327.7941 | 42.8846 | B | 186.8575 | 43700 | 1200 | DEP/ City/ County | DEP - $41,700/ City - $2,000 | NF025 | N/A | 28.396123 | -80.608025
2445 | BIRL | City of Satellite Beach | DEP | SB-31 | Cassia Phase 3 - C7B | Retention swales. | On-line Retention BMPs | Completed | 2012 | 2013 | 22.6741 | 3.3323 | B | 4.1 | N/A | N/A | City/ DEP | N/A | G0162 | N/A | 28.171240396 | -80.600174716
2446 | BIRL | City of Cape Canaveral | Brevard County/ SOIRL | CC-21 | Holman Road Swale | Swales and biosorption activated media (BAM). | BMP Treatment Train | Canceled | 2019 | 2021 | N/A | N/A | N/A | N/A | 28000 | 500 | City/ County | N/A | N/A | N/A | N/A | N/A
2447 | BIRL | City of Satellite Beach | DEP | SB-33 | Cassia Phase 3 - C9B | Retention swales. | On-line Retention BMPs | Completed | 2012 | 2013 | 17.4373 | 2.5519 | B | 2.1 | N/A | N/A | City/ DEP | N/A | G0162 | N/A | 28.172209688 | -80.597203154
2448 | BIRL | City of Satellite Beach | DEP | SB-34 | Cassia Phase 3 - C13A | Retention swales. | On-line Retention BMPs | Completed | 2012 | 2013 | 3.2296 | 0.46969 | B | 1.2 | N/A | N/A | City/ DEP | N/A | G0162 | N/A | 28.172229618 | -80.595541844
2449 | BIRL | City of Satellite Beach | DEP | SB-35 | Cassia Phase 3 - C13B | Retention swales. | On-line Retention BMPs | Completed | 2012 | 2013 | 0.75233 | 0.13359 | B | 0.1 | N/A | N/A | City/ DEP | N/A | G0162 | N/A | 28.172413387 | -80.594536368
2450 | BIRL | City of Satellite Beach | DEP | SB-36 | Cassia Phase 3 - C13C | Retention swales. | On-line Retention BMPs | Completed | 2012 | 2013 | 5.7348 | 0.98794 | B | 3.1 | N/A | N/A | City/ DEP | N/A | G0162 | N/A | 28.1725644 | -80.591918626
2451 | BIRL | City of Satellite Beach | DEP | SB-37 | Cassia Phase 3 - C13D | Retention swales. | On-line Retention BMPs | Completed | 2012 | 2013 | 4.2846 | 0.74748 | B | 0.5 | N/A | N/A | City/ DEP | N/A | G0162 | N/A | 28.172416741 | -80.591247099
2452 | BIRL | City of Satellite Beach | DEP | SB-38 | Cassia Phase 3 - C13E | Retention swales. | On-line Retention BMPs | Completed | 2012 | 2013 | 5.7166 | 1.0315 | B | 0.9 | N/A | N/A | City/ DEP | N/A | G0162 | N/A | 28.172180272 | -80.594672983
2453 | BIRL | City of Satellite Beach | DEP | SB-39 | Cassia Phase 3 - C13F | Retention swales. | On-line Retention BMPs | Completed | 2012 | 2013 | 6.6975 | 1.2751 | B | 1.6 | N/A | N/A | City/ DEP | N/A | G0162 | N/A | 28.172167826 | -80.593476327
1073 | HILL | City of Plant City | N/A | CPC-017 | Alleyway Sanitary Sewer Lining Project | Sewer lining for problematic lines in designated alleyways. | FIB- Sanitary Sewer | Ongoing | 2016 | N/A | N/A | N/A | Blackwater Creek/ Spartman Branch/ Baker Creek/ Flint Creek | N/A | 1581500 | N/A | Utilities Revenues | N/A | N/A | N/A | 28.009707 | -82.141251
1074 | HILL | City of Plant City | N/A | CPC-016 | Walk the WBID Follow Up | Address action items identified as a result of the 2014 Walk the WBID. | FIB- Source Identification Activities | Ongoing | 2014 | N/A | N/A | N/A | City of Plant City | N/A | N/A | TBD | Utilities Revenues | N/A | N/A | N/A | 28.009707 | -82.141251
1075 | HILL | City of Plant City | N/A | CPC-015 | Implement Procedures to Maintain Stormwater Flow to Tributaries | Procedures to ensure stormwater projects return water to the streams when designing stormwater treatment and flood prevention and relief projects. | FIB- Stormwater | Ongoing | 1997 | N/A | N/A | N/A | City of Plant City | N/A | N/A | TBD | Utilities Revenues | N/A | N/A | N/A | 28.009707 | -82.141251
1374 | LSJT | City of Jacksonville | N/A | COJ-034 | Enforcement at The Preserve at St. Nicholas Apartments | Provide status of enforcement for annual progress report. | FIB- Stormwater | Completed | Not provided | Prior to 2009 | N/A | N/A | Miller Creek | N/A | 3000 | N/A | COJ | Not provided | Not provided | Not provided | 30.3023686849 | -81.6284525957
1375 | LSJT | City of Jacksonville | N/A | COJ-035 | Cedar River Failure Area – Septic Tank Phase Out | Phase out of septic tanks in failure areas (also listed as part of larger LSJR Main Stem BMAP project). | FIB- OSTDS | Completed | Not provided | Prior to 2009 | N/A | N/A | Butcher Pen Creek | N/A | Not provided | N/A | COJ | Not provided | Not provided | Not provided | 30.2598660209 | -81.7467730049
1376 | LSJT | City of Jacksonville | N/A | COJ-036 | Saint Nicholas Failure Area – Septic Tank Phase Out | Phase out of septic tanks in failure areas (also listed as part of larger LSJR Main Stem BMAP project). | FIB- OSTDS | Completed | Not provided | Prior to 2009 | N/A | N/A | Miller Creek | N/A | Not provided | N/A | COJ | Not provided | Not provided | Not provided | 30.3023686849 | -81.6284525957
1377 | LSJT | City of Jacksonville | N/A | COJ-024 | W&M-18th & FLA | Drainage system rehab project. | FIB- Stormwater | Completed | Not provided | Prior to 2009 | N/A | N/A | Hogan Creek | N/A | 2620 | N/A | COJ | Not provided | Not provided | Not provided | 30.3432112642 | -81.6621566351
1378 | LSJT | City of Jacksonville | N/A | COJ-038 | Miramar Tributary Improvements | Flood improvement. | FIB- Stormwater | Completed | Not provided | Prior to 2009 | N/A | N/A | Miramar Creek | Not provided | 1200000 | N/A | COJ | Not provided | Not provided | Not provided | 30.284859068 | -81.6510548236
1379 | LSJT | City of Jacksonville | N/A | COJ-023 | Blvd. RR Crossing | Headwall has failed, causing dual drain pipes to break. | FIB- Stormwater | Completed | Not provided | 2011 | N/A | N/A | Hogan Creek | N/A | 100000 | N/A | COJ | Not provided | Not provided | Not provided | 30.3432112642 | -81.6621566351
1380 | LSJT | City of Jacksonville | N/A | COJ-040 | St Augustine Rd. (Emerson to US 1) (Main Stem COJ-006) | Regional pond. | FIB- Stormwater | Completed | Not provided | Prior to 2009 | N/A | N/A | Miramar Creek | Not provided | Not provided | 7133 | COJ | Not provided | Not provided | Not provided | 30.284859068 | -81.6510548236
1381 | LSJT | City of Jacksonville | N/A | COJ-041 | Point La Vista Failure Area – Septic Tank Phase Out | Phase out septic tanks in failure areas (also listed as part of larger LSJR Main Stem BMAP project). | FIB- OSTDS | Completed | Not provided | Prior to 2009 | N/A | N/A | Miramar Creek | N/A | Not provided | N/A | COJ | Not provided | Not provided | Not provided | 30.284859068 | -81.6510548236
2563 | BIRL | City of Cocoa Beach | N/A | CB-22 | Banana River Retention | Dry detention pond providing 2.26 inches of retention. | Dry Detention Pond | Completed | 2000 | 2000 | 0.58781 | 0.11325 | B | 0.54325 | 720 | 1500 | City | $720 | N/A | N/A | 28.343747943 | -80.613121389
2564 | BIRL | City of Cocoa Beach | N/A | CB-21 | S Banana/St. Lucie Swale | Grass swale providing 3.60 inches of retention. | Grass Swales without Swale Blocks or Raised Culverts | Completed | 2000 | 2000 | 2.5794 | 0.47345 | B | 0.45017 | 3402 | 120 | City | $3,402 | N/A | N/A | 28.353029034 | -80.611451034
2565 | BIRL | City of Cocoa Beach | N/A | CB-20 | S Banana/St. Lucie Swale | Grass swale providing 1.8 inches of retention. | Grass Swales without Swale Blocks or Raised Culverts | Completed | 2000 | 2000 | 4.2929 | 0.79463 | B | 0.89897 | 5015 | 120 | City | $5,015 | N/A | N/A | 28.353061848 | -80.610324496
2566 | BIRL | City of Cocoa Beach | N/A | CB-19 | Holiday Lane Bioretention | Grass swale providing 0.08 inches of retention. | Grass Swales without Swale Blocks or Raised Culverts | Completed | 2007 | 2007 | 0 | 0 | B | 4.0807 | 9570 | 1200 | City | $9,570 | N/A | N/A | 28.334002493 | -80.611363614
2567 | BIRL | City of Cocoa Beach | N/A | CB-18 | 3rd St. South S Bioretention | N/A. | Grass Swales without Swale Blocks or Raised Culverts | Completed | 2008 | 2008 | 0 | 0 | Outside Model Boundary | 2.9543 | N/A | N/A | City | N/A | N/A | N/A | 28.31263104 | -80.609148549
2568 | BIRL | City of Cocoa Beach | N/A | CB-17 | 3rd St. South N Bioretention | N/A. | Grass Swales without Swale Blocks or Raised Culverts | Completed | 2008 | 2008 | 0.034072 | 0.0059731 | Outside Model Boundary | 0.79031 | N/A | N/A | City | N/A | N/A | N/A | 28.313357982 | -80.608838898
2569 | BIRL | Cape Canaveral Air Force Station | N/A | CCAFS-04 | Online Wet Retention Ponds after 2000 | Providing 3.187 inches of additional treatment within 5 ERP drainage basins that were not included in the PLSM model. | On-line Retention BMPs | Completed | N/A | Prior to 2013 | 862.8193 | 116.0041 | A | 157 | N/A | 2000 | USAF | N/A | N/A | N/A | 28.488325 | -80.583518
1559 | LSJT | City of Atlantic Beach | CDBG Disaster Mitigation | AB-124 | Manhole Inspections and Rehabilitation | Rehabilitate manholes in Donner Subdivision (on Jackson Rd., Stanley Rd., Francis Avenue, and Jordan Rd.) using Spectrashield. | FIB- Sanitary Sewer | Completed | Not provided | 2012 | N/A | N/A | Hopkins Creek | N/A | 27208 | N/A | CDBG Disaster Mitigation | Not provided | Not provided | Not provided | Not provided | Not provided
1560 | LSJT | City of Atlantic Beach | N/A | AB-109 | Ocean and 13th St. Drainage Project | Implement flood control capital project. | FIB- Stormwater | Completed | Not provided | Prior to 2010 | N/A | N/A | Sherman Creek | Not provided | 138734 | Not provided | Atlantic Beach | Not provided | Not provided | Not provided | Not provided | Not provided
1561 | LSJT | City of Atlantic Beach | N/A | AB-126 | Preventive SSO Investigations | Clean and televise sanitary sewer mains near Donner Rd. lift station and manhole cleaning. | FIB- Sanitary Sewer | Completed | Not provided | 2012 | N/A | N/A | Hopkins Creek | N/A | 1300 | N/A | Atlantic Beach | Not provided | Not provided | Not provided | Not provided | Not provided
1562 | LSJT | City of Atlantic Beach | N/A | AB-127 | Sewer Line Upgrades | Rehabilitate deteriorated cast iron sanitary sewer mains in Johns Creek, Mimosa Cove, Cove Landing, Aspen Ridge, Selva Marina Dr., and Seminole Rd. using CIPP. | FIB- Sanitary Sewer | Completed | Not provided | 2012 | N/A | N/A | Sherman Creek | N/A | 61700 | N/A | Atlantic Beach | Not provided | Not provided | Not provided | Not provided | Not provided
1563 | LSJT | City of Atlantic Beach | N/A | AB-128 | Sewer Line Upgrades | Rehabilitate vitrified clay sewer mains on East Coast Dr. from Plaza Rd. to 10th St. | FIB- Sanitary Sewer | Completed | Not provided | 2012 | N/A | N/A | Sherman Creek | N/A | 14530 | N/A | Atlantic Beach | Not provided | Not provided | Not provided | Not provided | Not provided
1117 | HILL | City of Tampa | FDOT/ SWFWMD | COT-023 | Robles Park Drainage Improvements (City of Tampa) | Tampa, FDOT, and SWFWMD drainage, water quality treatment, and park improvements to Robles Park. Partners are providing conceptual improvements that will be part of overall project and will likely include flood relief and water quality treatment. | FIB- Stormwater | Completed | Not provided | 2017 | N/A | N/A | Lower Hillsborough River | Not provided | 500000 | Not provided | SWFWMD Cooperative Funding/ FDOT Match/ City of Tampa | Tampa - $250,000 | Not provided | Not provided | Not provided | Not provided
1118 | HILL | City of Tampa | FDOT | COT-024 | City of Tampa Street Sweeping Maintenance | Regularly scheduled street sweeping in residential and business areas with curb and gutter. Residential area sweeping covers about 1,860 curbed miles. Commercial area covers about 140 curbed miles. | FIB- Stormwater | Ongoing | Not provided | N/A | N/A | N/A | Lower Hillsborough River | N/A | Not provided | Not provided | City of Tampa Stormwater Utility/ FDOT | Not provided | Not provided | Not provided | Not provided | Not provided
1119 | HILL | City of Tampa | SWFWMD | COT-025 | Reed Restoration | Located on Emma St., off North Blvd., north of Martin Luther King Blvd. Shoreline restoration, bank stabilization, and stormwater detention. | FIB- Stormwater | Completed | Not provided | 2007 | N/A | N/A | Lower Hillsborough River | Not provided | 750000 | N/A | SWFWMD/ City of Tampa | Not provided | Not provided | Not provided | Not provided | Not provided
1120 | HILL | City of Tampa | SWFWMD | COT-026 | Lake Edna | Distribution of stormwater education brochures to residents in watershed. | FIB- Stormwater | Ongoing | 2005 | N/A | N/A | N/A | Lower Hillsborough River | N/A | 2000 | N/A | SWFWMD/ City of Tampa | Not provided | Not provided | Not provided | Not provided | Not provided
1121 | HILL | City of Tampa | N/A | COT-007 | North Tampa Pond Enlargements – Orchid Sink Retention Pond | Stormwater Dept. constructed retention pond at Orchid Sink to help improve drainage that treats 160 acres of residential land. Orchid Sink eventually drains to Lower Hillsborough River. Project is currently maintained by Tampa Stormwater Department. | FIB- Stormwater | Completed | Not provided | 2002 | N/A | N/A | Lower Hillsborough River | 160 | 1300000 | Not provided | City of Tampa General Fund | Not provided | Not provided | Not provided | Not provided | Not provided
1122 | HILL | City of Tampa | SWFWMD/ FDOT | COT-016 | Robles Park Water Quality and Natural Systems Improvement | Dredge project for the removal of muck sediments to improve water quality. | FIB- Stormwater | Completed | Not provided | 2017 | N/A | N/A | Lower Hillsborough River | Not provided | Not provided | Not provided | Not provided | Not provided | Not provided | Not provided | Not provided | Not provided
1123 | HILL | City of Tampa | N/A | COT-037 | Pump Station Supervisory Control and Data Acquisition (SCADA) Improvements | SCADA improvements throughout city. | FIB- Sanitary Sewer | Ongoing | 2014 | N/A | N/A | N/A | Lower Hillsborough River | N/A | N/A | 100000 | City of Tampa | Not provided | Not provided | Not provided | Not provided | Not provided
1507 | LSJT | City of Atlantic Beach | FEMA | AB-064 | Sewer Line Upgrades | Line sewer and replace services–Ahern St. through 10th St. from Sherry Dr./Seminole Rd. to East Coast Dr. | FIB- Sanitary Sewer | Completed | Not provided | Prior to 2010 | N/A | N/A | Sherman Creek | N/A | 1079800 | N/A | Atlantic Beach/ Hazard Mitigation Grant | Not provided | Not provided | Not provided | Not provided | Not provided
1508 | LSJT | City of Atlantic Beach | N/A | AB-065 | Sewer Line Upgrades | Repair effluent force main Sherman Creek crossing pilings. | FIB- Sanitary Sewer | Completed | Not provided | Prior to 2010 | N/A | N/A | Sherman Creek | N/A | 54701 | N/A | Atlantic Beach | Not provided | Not provided | Not provided | Not provided | Not provided
1509 | LSJT | City of Atlantic Beach | N/A | AB-066 | Sewer Line Upgrades | Install new force main from Lift Station B, 465 11th St. to 1100 Sandpiper Lane. | FIB- Sanitary Sewer | Completed | Not provided | Prior to 2010 | N/A | N/A | Sherman Creek | N/A | 120685 | N/A | Atlantic Beach | Not provided | Not provided | Not provided | Not provided | Not provided
1510 | LSJT | City of Atlantic Beach | N/A | AB-067 | Sewer Line Upgrades | Replace sewer main and manholes on 11th St. and 12th St. | FIB- Sanitary Sewer | Completed | Not provided | Prior to 2010 | N/A | N/A | Sherman Creek | N/A | 368425 | N/A | Atlantic Beach | Not provided | Not provided | Not provided | Not provided | Not provided
1511 | LSJT | City of Atlantic Beach | N/A | AB-068 | Sewer Line Upgrades | Clean and inspect (using CCTV) sewer main in Selva Marina subdivision; repair sewer mains, 19th St. | FIB- Sanitary Sewer | Completed | Not provided | Prior to 2010 | N/A | N/A | Sherman Creek | N/A | 70000 | N/A | Atlantic Beach | Not provided | Not provided | Not provided | Not provided | Not provided
1512 | LSJT | City of Atlantic Beach | N/A | AB-069 | Sewer Line Upgrades | Line sewer and replace services Seminole Rd. and 11th St. to Lift Station B. | FIB- Sanitary Sewer | Completed | Not provided | Prior to 2010 | N/A | N/A | Sherman Creek | N/A | 105630 | N/A | Atlantic Beach | Not provided | Not provided | Not provided | Not provided | Not provided
1513 | LSJT | City of Atlantic Beach | N/A | AB-141 | Vacuum Truck Cleaning of Stormwater Pipers and Sanitary Sewer Clogs | Purchase of Vac-Con truck for “in-house” cleaning of storm sewers and sanitary sewer facilities to more effectively prevent stormwater backups and SSOs. | FIB- Sanitary Sewer | Completed | Not provided | 2018 | N/A | N/A | Hopkins Creek/ Sherman Creek | N/A | 368000 | N/A | Atlantic Beach | Not provided | Not provided | Not provided | Not provided | Not provided
1514 | LSJT | City of Atlantic Beach | N/A | AB-055 | Sewer Line Upgrades | Repair, line, and rehabilitate sewer in Oak Harbor subdivision. | FIB- Sanitary Sewer | Completed | Not provided | Prior to 2010 | N/A | N/A | Sherman Creek | N/A | 500000 | N/A | Atlantic Beach | Not provided | Not provided | Not provided | Not provided | Not provided
1515 | LSJT | City of Atlantic Beach | N/A | AB-019 | Preventive SSO Investigations | Clean and inspect, using CCTV, sewer main, ditch crossings near Lift Station E and F–behind 720 Aquatic Dr. and behind 39 Saratoga Circle North. | FIB- Sanitary Sewer | Completed | Not provided | Prior to 2010 | N/A | N/A | Hopkins Creek | N/A | 1780 | N/A | Atlantic Beach | Not provided | Not provided | Not provided | Not provided | Not provided
1516 | LSJT | City of Jacksonville | N/A | COJ-133 | St Augustine Rd. (Emerson to U.S. Highway 1) (Main Stem COJ-006) | St Augustine Rd. (Emerson to U.S. Highway 1) (Main Stem COJ-006). | FIB- Stormwater | Completed | Not provided | Prior to 2010 | N/A | N/A | Craig Creek | Not provided | Not provided | Not provided | COJ | Not provided | Not provided | Not provided | 30.2941684228 | -81.6419717476
1517 | LSJT | City of Jacksonville | N/A | COJ-134 | Vale Orchard Lane St. Improvements | Address area where previous St. repair has settled and damaged side curbing. | FIB- Stormwater | Completed | Not provided | 2011 | N/A | N/A | Craig Creek | Not provided | Not provided | Not provided | COJ | Not provided | Not provided | Not provided | 30.2941684228 | -81.6419717476
1533 | LSJT | City of Atlantic Beach | N/A | AB-022 | Preventive SSO Investigations | Sewer Master Plan Update – Analyze entire sewer system for prioritizing capital improvement program, including review of I&I analysis. | FIB- Sanitary Sewer | Completed | Not provided | Prior to 2010 | N/A | N/A | Hopkins Creek/ Sherman Creek | N/A | 58100 | N/A | Atlantic Beach | Not provided | Not provided | Not provided | Not provided | Not provided
1534 | LSJT | City of Atlantic Beach | N/A | AB-023 | Preventive SSO Investigations | Implement FOG Program to monitor grease trap maintenance at restaurants. | FIB- Sanitary Sewer | Completed | Not provided | Prior to 2010 | N/A | N/A | Hopkins Creek/ Sherman Creek | N/A | N/A | Not provided | Atlantic Beach | Not provided | Not provided | Not provided | Not provided | Not provided
1535 | LSJT | City of Atlantic Beach | N/A | AB-024 | 1999 Stormwater Improvements Project | Implement flood control capital projects and stormwater water quality BMPs on Donner Rd. and Aquatic Gardens. | FIB- Stormwater | Completed | Not provided | Prior to 2010 | N/A | N/A | Hopkins Creek | N/A | 414711 | Not provided | Atlantic Beach | Not provided | Not provided | Not provided | Not provided | Not provided
1536 | LSJT | City of Atlantic Beach | HUD | AB-025 | Jordan St. Paving and Drainage | Implement flood control capital projects located off Frances St., north Donners Rd. | FIB- Stormwater | Completed | Not provided | Prior to 2010 | N/A | N/A | Hopkins Creek | N/A | 109129 | Not provided | CDBG | Not provided | Not provided | Not provided | Not provided | Not provided
1537 | LSJT | City of Atlantic Beach | Florida Legislature | AB-026 | Hopkins Creek RSF | Implement stormwater water quality BMPs and flood control project located just north of Atlantic Blvd., off Aquatic Dr. | FIB- Stormwater | Completed | Not provided | Prior to 2010 | N/A | N/A | Hopkins Creek | N/A | 2058694 | Not provided | Atlantic Beach/ Legislative Appropriation | Not provided | Not provided | Not provided | Not provided | Not provided
2211 | HAMO | Seminole County | Altamonte/ Casselberry/ Lake Mary/ Longwood/ Oviedo | SC-07 | Seminole County Fertilizer Ordinance | Reduction of Nitrogen and Phosporus sources, through public education and restrtictions on usage. | Regulations, Ordinances, and Guidelines | Ongoing | 2017 | N/A | TBD | N/A | N/A | 14267 | 150000 | 65000 | City Partners/ County/ DEP | City - $28,000/ County - $37,000/ DEP - $100,000 | NF034 | N/A | 28.805747 | -81.245798
2212 | HAMO | Seminole County | Altamonte/ Casselberry/ Oviedo/ Winter Springs/ Sanford/ Longwood/ Lake Mary | SC-06 | Education Efforts | FYN, landscaping ordinance, irrigation ordinance, pet waste ordinance, PSAs, pamphlets, website, illicit discharge program. | Education Efforts | Ongoing | 2003 | N/A | 1875.8 | 282.3 | N/A | N/A | N/A | 65000 | City Partners | City Partners - $28,000 | N/A | N/A | 28.805747 | -81.245798
2213 | HAMO | Seminole County | N/A | SC-05 | Street Sweeping | Street sweeping throughout the county. | Street Sweeping | Ongoing | 2003 | N/A | 300 | 135.1 | N/A | N/A | TBD | TBD | N/A | N/A | N/A | N/A | 28.805747 | -81.245798
2214 | HAMO | Seminole County | DEP | SC-04 | Lockhart RSF | RSF to collect and treat stormwater runoff. | Wet Detention Pond | Completed | 2006 | 2007 | 3201.1 | 840.1 | N/A | 2757 | 3618749 | TBD | DEP | DEP - $2,738,755 | S0261 | N/A | 28.823258 | -81.334837
2215 | HAMO | FDOT District 5 | N/A | FDOT-24 | 77160 3436 (pond A, A-1) | Wet detention pond. | Wet Detention Pond | Completed | 2000 | 2012 | 147.5 | 19.8 | N/A | 56.5 | Not provided | Not provided | Florida Legislature | Not provided | N/A | N/A | 28.831892 | -81.322643
2216 | HAMO | Seminole County | N/A | SC-03 | Elder RSF | RSF to collect and treat stormwater runoff. | Wet Detention Pond | Completed | 2006 | 2007 | 519.2 | 134.4 | N/A | 229.7 | 3884496 | 19251 | N/A | N/A | N/A | N/A | 28.818116 | -81.325995
2394 | BIRL | Brevard County | DEP | BC-11 | Porpoise Street | Upgrading a 1st generation to a 2nd generation baffle box by adding the nutrient separating screen. | Baffle Boxes- Second Generation | Completed | 2008 | 2013 | 13.4496 | 1.6003 | B | 7.8 | 42000 | 1500 | DEP | DEP - $42,000 | G0268 | N/A | 28.387983221 | -80.673465317
2395 | BIRL | FDOT District 5 | N/A | FDOT-03 | Fertilizer Cessation | Elimination of fertilizer application in rights-of-way. | Fertilizer Cessation | Completed | 2012 | 2005 | 102 | 0 | A | 103 | Not provided | Not provided | Florida Legislature | Not provided | N/A | N/A | 28.418783 | -80.621625
2396 | BIRL | Brevard County | DEP | BC-13 | Diana Shores | Installing a Vortech Unit to treat runoff form an old residential, multi family and commercial area. | Hydrodynamic Separators | Completed | 2008 | 2013 | 0 | 5.568 | B | 38.6 | 102000 | 1500 | DEP | DEP - $102,000 | G0268 | Not provided | 28.384582797 | -80.699943821
2397 | BIRL | FDOT District 5 | N/A | FDOT-12 | FM: 237712 D5_70060-3519-01 | French drains. | On-line Retention BMPs | Completed | 2001 | 2013 | 54.1892 | 8.6512 | B | 2.5 | Not provided | Not provided | Florida Legislature | Not provided | N/A | N/A | 28.320334 | -80.609013
2398 | BIRL | Brevard County | N/A | BC-15 | Street Sweeping | Street sweeping on 786 miles eight times per year. | Street Sweeping | Ongoing | 2015 | N/A | 21 | 13.44 | A | N/A | N/A | 50000 | N/A | N/A | N/A | N/A | 28.51274 | -80.61795
2399 | BIRL | Brevard County | DEP | BC-16 | Fortenberry Pond | 22.3 Acre Regional Stormwater Detention Pond designed to accommodate water quality treatment for pre-existing development as well as for future build-out of commercial properties through the purchase of stormwater credits. | Wet Detention Pond | Completed | 2010 | 2015 | 544.3954 | 126.8934 | B | 164.5 | 10900000 | 35000 | DEP TMDL | DEP TMDL - $340,533 | S0646 | N/A | 28.353037587 | -80.68929077
2400 | BIRL | Brevard County | DEP | BC-17 | Merritt Island Airport Pond | Redirection of run-off from a drainage basin with no treatment through a swale and to a pond that was expanded to provide water quality. | Wet Detention Pond | Completed | 2009 | 2013 | 513.9309 | 125.4447 | B | 148.2 | 652056 | N/A | DEP | DEP - $652,056 | S0439 | N/A | 28.339136665 | -80.690079221
2401 | BIRL | Cape Canaveral Air Force Station | N/A | CCAFS-05 | TMDL Monitoring and Data Collection | Collected stormwater and baseflow nutrient concentrations and rainfall data at 3 monitoring stations; collected baseflow and stormwater runoff flow volume data and groundwater elevation data at 6 monitoring stations. | Monitoring/Data Collection | Completed | 2011 | 2018 | N/A | N/A | A | N/A | 1850000 | 370000 | USAF | USAF - $1,850,000 | N/A | N/A | 28.48766 | -80.573324
2402 | BIRL | Brevard County | DEP | BC-12 | Angler Street | Upgrading a 1st generation to a 2nd generation baffle box by adding the nutrient separating screen. | Baffle Boxes- Second Generation | Completed | 2008 | 2013 | 17.8596 | 2.1341 | B | 10.2 | 30700 | 1500 | DEP | DEP - $30,700 | G0268 | N/A | 28.379865614 | -80.672240325
2403 | BIRL | Kennedy Space Center | N/A | KSC-01 | KSC Landscape Fertilizer Reduction | Reduction of fertilizer and composition change. Fertilizer use reduced from 60 tons/year in 2000 to 20 tons/year in 2010; formula changed from rapid nitrogen release 16-4-8 to slow nitrogen release, phosphate-free 15-0-15. | Fertilizer Reduction | Completed | Not provided | 2009 | 1872 | 265.4 | A | 200 | Not provided | Not provided | Not provided | Not provided | N/A | Not provided | 28.525251 | -80.639632
2404 | BIRL | Kennedy Space Center | N/A | KSC-13 | ARF Stormwater System | ARF stormwater treatment system encompasses the Booster Fabrication Facility complex, permit 16062. | On-line Retention BMPs | Completed | Not provided | 2014 | 174.0375 | 20.8709 | A | 55.4 | Not provided | Not provided | Not provided | Not provided | N/A | Not provided | 28.561118434 | -80.6511483
2405 | BIRL | City of Cape Canaveral | TBD | CC-15 | Stormwater Pond on West Central Blvd | Wet detention pond and swales. | Wet Detention Pond | Planned | 2021 | 2022 | 232.3409 | 66.1841 | B | 61.3211 | 3130200 | 10000 | TBD | TBD | TBD | TBD | 28.396375302 | -80.60289594
2406 | BIRL | Cape Canaveral Air Force Station | N/A | CCAFS-06 | WWTF Upgrade Feasibility Study | Pilot study to improve removal rates of nitrates, total nitrogen, and ammonia in plant effluent. Pilot study was successful and will result in permanent changes that will be requested in RWWTF Permits. | Study | Completed | 2017 | 2017 | N/A | N/A | A | N/A | 46000 | N/A | USAF | USAF - $46,000 | N/A | N/A | 28.5303 | -80.56594
2407 | BIRL | Kennedy Space Center | N/A | KSC-12 | Regional Stormwater Management System | Region 1 stormwater treatment system encompasses the KSC Industrial Area, permit 16585. | Wet Detention Pond | Completed | Not provided | 2014 | 1459.142 | 319.7145 | A | 593.2 | Not provided | Not provided | Not provided | Not provided | N/A | Not provided | 28.517976133 | -80.653274633
2408 | BIRL | Kennedy Space Center | N/A | KSC-11 | Hypergol Module Storage West M7-1410 | Demolition of facility and associated impervious surface replaced with grass and natural vegetation. | Land Use Change | Completed | Not provided | 2014 | TBD | TBD | A | 0.6 | N/A | N/A | N/A | N/A | N/A | Not provided | 28.509147638 | -80.642192595
2409 | BIRL | Kennedy Space Center | N/A | KSC-10 | Hypergol Module Storage East M7-1412 | Demolition of facility and associated impervious surface replaced with grass and natural vegetation. | Land Use Change | Completed | Not provided | 2014 | TBD | TBD | A | 0.5 | N/A | N/A | N/A | N/A | N/A | Not provided | 28.509122127 | -80.641033005
2410 | BIRL | Kennedy Space Center | N/A | KSC-09 | Vehicle Loading Ramp M7-0651 | Demolition of facility and associated impervious surface replaced with grass and natural vegetation. | Land Use Change | Completed | Not provided | 2014 | TBD | TBD | A | 0 | N/A | N/A | N/A | N/A | N/A | Not provided | 28.519530933 | -80.649324864
2411 | BIRL | Kennedy Space Center | N/A | KSC-08 | Fire Station 2 K6-1198 | Demolition of facility and associated impervious surface replaced with grass and natural vegetation. | Land Use Change | Completed | Not provided | 2014 | TBD | TBD | A | 0.4 | N/A | N/A | N/A | N/A | N/A | Not provided | 28.581238994 | -80.65143579
2412 | BIRL | Kennedy Space Center | N/A | KSC-07 | Utility Shops K6-1246 | Demolition of facility and associated impervious surface replaced with grass and natural vegetation. | Land Use Change | Completed | Not provided | 2014 | TBD | TBD | A | 0.3 | N/A | N/A | N/A | N/A | N/A | Not provided | 28.581012 | -80.653429
2413 | BIRL | Kennedy Space Center | N/A | KSC-06 | Central Heat Plant M6-595 | Demolition of facility and associated impervious surface replaced with grass and natural vegetation. | Land Use Change | Completed | Not provided | 2014 | TBD | TBD | A | 0.2 | N/A | N/A | N/A | N/A | N/A | Not provided | 28.520897149 | -80.653649783
1757 | LSJT | City of Jacksonville Beach | N/A | JB-055 | Stormwater System Pond Maintenance | Routinely inspect ponds after significant rainfall event and annually. | FIB- Stormwater | Ongoing | Not provided | N/A | N/A | N/A | Hopkins Creek | N/A | N/A | Not provided | Jacksonville Beach | Not provided | Not provided | Not provided | 30.2988975933916 | -81.4023085128355
1758 | LSJT | City of Jacksonville Beach | N/A | JB-056 | Stormwater System Pond Maintenance | Inspect annually as required by MS4 NPDES permit. | FIB- Stormwater | Ongoing | Not provided | N/A | N/A | N/A | Hopkins Creek | N/A | N/A | Not provided | Jacksonville Beach | Not provided | Not provided | Not provided | 30.2988975933916 | -81.4023085128355
1759 | LSJT | City of Jacksonville Beach | N/A | JB-048 | Pet Waste Ordinance | Pass Ordinance No. 2005-7903, 24-18-05, Section 5-34. | FIB- Stormwater | Ongoing | Not provided | N/A | N/A | N/A | Hopkins Creek | N/A | N/A | Not provided | Jacksonville Beach | Not provided | Not provided | Not provided | 30.2988975933916 | -81.4023085128355
1769 | LSJT | FDOT District 2 | N/A | FDOT-032 | Stormwater Management Systems | Construct Mayport flyover. | FIB- Stormwater | Completed | Not provided | Prior to 2010 | N/A | N/A | Hopkins Creek | Not provided | Not provided | Not provided | Florida Legislature | Not provided | Not provided | Not provided | 30.3102879562 | -81.4058795672
1770 | LSJT | City of Jacksonville Beach | N/A | JB-057 | Stormwater Pump Stations | Inspect stormwater pumps after significant rainfall event. | FIB- Stormwater | Ongoing | Not provided | N/A | N/A | N/A | Hopkins Creek | N/A | N/A | Not provided | Jacksonville Beach | Not provided | Not provided | Not provided | 30.2988975933916 | -81.4023085128355
1771 | LSJT | City of Jacksonville Beach | N/A | JB-038 | Flood Control Capital Project | Implement project at 3rd Ave. North from 5th to 6th St. North. | FIB- Stormwater | Completed | Not provided | Prior to 2010 | N/A | N/A | Hopkins Creek | Not provided | 15000 | N/A | Jacksonville Beach | Not provided | Not provided | Not provided | 30.2914515615873 | -81.3953313515476
1772 | LSJT | City of Neptune Beach | N/A | NB-044 | Gravity Sanitary Sewer Line Rehab Behind Fletcher High School | Lined the 8” gravity sewer main behind Fletcher High School adjacent to a ditch with CIPP. (Note this may be a repeat of NB-052). | FIB- Sanitary Sewer | Canceled | Not provided | Prior to 2010 | N/A | N/A | Hopkins Creek | N/A | N/A | N/A | Neptune Beach | Not provided | Not provided | Not provided | 30.30994889 | -81.40172035
1773 | LSJT | City of Jacksonville Beach | N/A | JB-029 | Flood Control Capital Project | Implement project at 21st St. from 9th Avenue to 12th Avenue North. | FIB- Stormwater | Completed | Not provided | Prior to 2010 | N/A | N/A | Hopkins Creek | Not provided | 35000 | N/A | Jacksonville Beach | Not provided | Not provided | Not provided | Incompatible Point | Incompatible Point
1774 | LSJT | City of Jacksonville Beach | N/A | JB-030 | Flood Control Capital Project | Implement project at 12th Avenue North at 20th St. North. | FIB- Stormwater | Completed | Not provided | Prior to 2010 | N/A | N/A | Hopkins Creek | Not provided | 10000 | N/A | Jacksonville Beach | Not provided | Not provided | Not provided | 30.2990800480718 | -81.4097042450677
2156 | HAMO | FDOT District 5 | N/A | FDOT-25 | 77160-3439-01 (Pond 1) | Wet detention pond. | Wet Detention Pond | Completed | 2010 | 2006 | 7.4 | 0.7 | N/A | 20.3 | Not provided | Not provided | Florida Legislature | Not provided | N/A | N/A | 28.78311 | -81.35321
2157 | HAMO | FDOT District 5 | N/A | FDOT-26b | FM 242702 79110-3403-04 & 05 (Pond QQ3 & QQ-5) | Wet detention pond. Credits included in FDOT-26. | Wet Detention Pond | Completed | 2001 | 2004 | N/A | N/A | N/A | N/A | Not provided | Not provided | Florida Legislature | Not provided | N/A | N/A | Not provided | Not provided
2158 | HAMO | FDOT District 5 | N/A | FDOT-27 | FM 242702 79110-3403-06 (RR-3) | Wet detention pond. | Wet Detention Pond | Completed | 2001 | 2004 | 68.1 | 16.9 | N/A | 53.1 | Not provided | Not provided | Florida Legislature | Not provided | N/A | N/A | 28.846799 | -81.31273
2335 | EWCO | City of Bonita Springs | N/A | BS-12 | Septic System Removal | Conversion of septic systems to central sewer. | OSTDS Phase Out | Completed | 2001 | 2016 | 912 | Not provided | Imperial River | N/A | 17205 | Not provided | City | Not provided | N/A | N/A | 26.3388379013 | -81.7659511181
2336 | EWCO | FDACS | Agricultural Producers | FDACS-01 | BMP Implementation and Verification | Enrollment and verification of BMPs by agricultural producers. Reductions based on FDEP spreadsheet loading model. Acres treated based on FDACS OAWP December 2020 Enrollment and FSAID VII. | Agricultural BMPs | Completed | N/A | N/A | 0 | N/A | Hendry Creek | 0 | N/A | N/A | FDACS | TBD | N/A | N/A | Not provided | Not provided
2337 | EWCO | FDACS | Agricultural Producers | FDACS-02 | BMP Implementation and Verification | Enrollment and verification of BMPs by agricultural producers. Reductions based on FDEP spreadsheet loading model. Acres treated based on FDACS OAWP December 2020 Enrollment and FSAID VII. | Agricultural BMPs | Completed | N/A | N/A | 10893 | N/A | Imperial River | 5571.9322 | N/A | N/A | FDACS | TBD | N/A | N/A | Not provided | Not provided
2338 | EWCO | FDOT District 1 | N/A | HC-FDOT-01 | Wet Detention Ponds (1, 2, and 3) Facility ID: 12010-3561-01 | Wet detention. | Wet Detention Pond | Completed | 1999 | Prior to 2012 | 22 | 6 | Hendry Creek | 29 | Not provided | Not provided | Florida Legislature | Not provided | N/A | N/A | 26.520472 | -81.866328
2552 | BIRL | City of Cocoa Beach | N/A | CB-09 | 12 Bougainvillea Dr. Exfiltration | Exfiltration trench providing 0.15 inches of retention. | Exfiltration Trench | Completed | 2003 | 2003 | 7.1627 | 1.0535 | B | 1.7107 | 3982 | 300 | City | $3,982 | N/A | N/A | 28.320483021 | -80.61871534
2540 | BIRL | Brevard County | N/A | BC-20 | Bes Management Practice (BMP) Cleanout | Cleaning out the BMP such as baffle boxes, inlet baskets, and sediment basins. | BMP Cleanout | Ongoing | 2007 | N/A | 1 | 1 | B | N/A | 95069 | 55300 | N/A | $95,069 | N/A | N/A | 28.30339 | -80.63981
2432 | BIRL | City of Satellite Beach | DEP | SB-32 | Cassia Phase 3 - C9A | Retention swales. | On-line Retention BMPs | Completed | 2012 | 2013 | 4.3307 | 0.63778 | B | 0.5 | N/A | N/A | City/ DEP | N/A | G0162 | N/A | 28.1722096880642 | -80.597203154345
2433 | BIRL | City of Cape Canaveral | N/A | CC-17 | Central Ditch Dredging Project | Dredging of southern portion of Central Ditch. | Muck Removal/Restoration Dredging | Canceled | N/A | N/A | N/A | N/A | N/A | N/A | N/A | N/A | N/A | N/A | N/A | N/A | N/A | N/A
2434 | BIRL | City of Cape Canaveral | N/A | CC-18 | Exfiltration Piping Installations | Exfiltration piping installations – 8 locations. | Exfiltration Trench | Canceled | N/A | 2014 | N/A | N/A | B | N/A | 0 | N/A | N/A | N/A | N/A | N/A | N/A | N/A
2435 | BIRL | City of Cape Canaveral | N/A | CC-16 | Clean Out of Baffle Boxes | Maintenance of baffle boxes. | BMP Cleanout | Ongoing | 2014 | N/A | 88.1879 | 53.896 | B | N/A | 4500 | 1500 | City | City - $4,500 | N/A | N/A | 28.39264399 | -80.60676607
2436 | BIRL | City of Cape Canaveral | DEP | CC-14 | Exfiltration at Canaveral City Park | Stormwater/wastewater vault system. | Exfiltration Trench | Completed | 2015 | 2017 | 108.898 | 18.3246 | B | 31.0944 | 1820500 | 3500 | City/ DEP | DEP - $1,162,662/ City - $657,838 | LP05052 | N/A | 28.38707109 | -80.601781005
1946 | JESU | City of Winter Park | Not provided | WP-35 | Enhanced Public Education | FYN, landscape and fertilizer ordinances, pamphlets, presentations, website, Illicit Discharge Program. | Education Efforts | Ongoing | Not provided | N/A | 230.8 | 15.44 | N/A | 0 | Not provided | Not provided | Not provided | Not provided | Not provided | Not provided | 28.594942 | -81.350903
1947 | JESU | City of Winter Park | Not provided | WP-40 | Park North Exfiltration | Exfiltration trench. | Exfiltration Trench | Completed | 2014 | 2014 | 10.3 | 0.75645 | N/A | 8.8 | 703000 | 2500 | DEP | $421,000 | GO340 | Not provided | 28.609682 | -81.355088
1948 | JESU | Seminole County | N/A | SC-25 | 5 points Access Road | Master stormwater facility for 5 points area. | Wet Detention Pond | Underway | 2019 | 2021 | 213 | 39 | N/A | TBD | 5790000 | N/A | N/A | N/A | N/A | N/A | 28.743806 | -81.298358
1949 | JESU | City of Winter Park | Not provided | WP-44 | Howard Drive Outfall Retrofit | CDS, detention, beemats. | Hydrodynamic Separators | Completed | 2014 | 2015 | 0.5 | 0 | N/A | 28.9 | 411000 | 1500 | DEP | $249,000 | GO354 | Not provided | 28.575193 | -81.341895
1102 | HILL | City of Tampa | N/A | COT-039 | Oak Pump Station Replacement | Replace pump station on Oak Ave. next to the river. | FIB- Sanitary Sewer | Planned | Not provided | TBD | N/A | N/A | Lower Hillsborough River | N/A | 300000 | N/A | City of Tampa | Not provided | Not provided | Not provided | Not provided | Not provided
1542 | LSJT | City of Atlantic Beach | N/A | AB-039 | Stormwater Inlets/Catch Basins/Grates Maintenance | Maintain as required by MS4 permit. | FIB- Stormwater | Completed | Not provided | Prior to 2010 | N/A | N/A | Hopkins Creek/ Sherman Creek | Not provided | N/A | Not provided | Atlantic Beach | Not provided | Not provided | Not provided | Not provided | Not provided
1543 | LSJT | City of Atlantic Beach | N/A | AB-040 | Stormwater Pipe Inspection and Maintenance | Schedule stormwater pipe cleaning routinely, and in response to complaints; required by MS4 permit. | FIB- Stormwater | Completed | Not provided | Prior to 2010 | N/A | N/A | Hopkins Creek/ Sherman Creek | N/A | N/A | Not provided | Atlantic Beach | Not provided | Not provided | Not provided | Not provided | Not provided
1544 | LSJT | City of Atlantic Beach | N/A | AB-017 | Pump Station Inspections and Maintenance | Replace emergency generator at Cavalla Rd. Lift Station, 858 Cavalla Rd. | FIB- Sanitary Sewer | Completed | Not provided | Prior to 2010 | N/A | N/A | Hopkins Creek | N/A | 24000 | N/A | Atlantic Beach | Not provided | Not provided | Not provided | Not provided | Not provided
1545 | LSJT | City of Atlantic Beach | N/A | AB-125 | Manhole Inspections and Rehabilitation | Rehabilitate manholes 76 and 77 on Plaza Rd. using Spectrashield. | FIB- Sanitary Sewer | Completed | Not provided | 2012 | N/A | N/A | Hopkins Creek | N/A | 1560 | N/A | Atlantic Beach | Not provided | Not provided | Not provided | Not provided | Not provided
1546 | LSJT | City of Atlantic Beach | N/A | AB-070 | Sewer Line Upgrades | Install new sewer line for Sawgrass Chapel Place-Mealy Lane, north of Dutton Island Rd. | FIB- Sanitary Sewer | Completed | Not provided | Prior to 2010 | N/A | N/A | Sherman Creek | N/A | 66808 | N/A | Atlantic Beach | Not provided | Not provided | Not provided | Not provided | Not provided
1547 | LSJT | City of Atlantic Beach | N/A | AB-112 | Ocean Blvd. 14th–16th St. Drainage Improvements | Flood Implement flood control capital projects and stormwater water quality BMPs. | FIB- Stormwater | Completed | Not provided | Prior to 2010 | N/A | N/A | Sherman Creek | Not provided | 271693 | Not provided | Atlantic Beach | Not provided | Not provided | Not provided | Not provided | Not provided
1548 | LSJT | City of Atlantic Beach | N/A | AB-113 | Orangeburg Pipe Replacement Program | Replace obsolete/failing Orangeburg (fiber) storm sewer pipe; annual funding ($15,000 per year); completion 9/2014. | FIB- Stormwater | Underway | Not provided | TBD | N/A | N/A | Sherman Creek | N/A | 75000 | N/A | Atlantic Beach | Not provided | Not provided | Not provided | Not provided | Not provided
1605 | LSJT | Naval Station Mayport | N/A | NSM-010 | Stormwater System Maintenance | Maintain vegetation and structures in stormwater system; remove trash and debris. | FIB- Stormwater | Ongoing | Not provided | N/A | N/A | N/A | Sherman Creek | N/A | N/A | Not provided | NS Mayport | Not provided | Not provided | Not provided | 30.3807968 | -81.4130873
1606 | LSJT | Naval Station Mayport | N/A | NSM-009 | Cooking Oil and Grease Recycling Program | Recycle oil and grease from all cooking facilities on station; MWR Contract in place to remove and recycle used cooking oil; NS Mayport has provided storage tanks and constructed spill containments. | FIB- Sanitary Sewer | Ongoing | Not provided | N/A | N/A | N/A | Sherman Creek | N/A | N/A | N/A | NS Mayport | Not provided | Not provided | Not provided | 30.3807968 | -81.4130873
1607 | LSJT | Naval Station Mayport | N/A | NSM-008 | SSO Investigations | Investigate and document all SSOs. | FIB- Sanitary Sewer | Ongoing | Not provided | N/A | N/A | N/A | Sherman Creek | N/A | N/A | Not provided | NS Mayport | Not provided | Not provided | Not provided | 30.3807968 | -81.4130873
1394 | LSJT | City of Jacksonville | N/A | COJ-009 | Sewer Overflow | CARE initiated. See COJ-141 for ongoing activity. | FIB- Sanitary Sewer | Completed | Not provided | 2009 | N/A | N/A | Newcastle Creek/ Hogan Creek/ Butcher Pen Creek/ Miller Creek/ Miramar Creek/ Big Fishweir Creek/ Deer Creek/ Terrapin Creek/ Goodbys Creek/ Open Creek/ Terrapin Creek | N/A | 37312 | N/A | COJ | Not provided | Not provided | Not provided | 30.342427249 | -81.6370475704
1417 | LSJT | City of Jacksonville | FDOT | COJ-017 | Pet/Animal Management Public Education | Pet and animal management PSAs. See COJ-152 for ongoing activity. | FIB- Stormwater | Completed | Not provided | 2009 | N/A | N/A | Newcastle Creek/ Hogan Creek/ Butcher Pen Creek/ Miller Creek/ Miramar Creek/ Big Fishweir Creek/ Deer Creek/ Terrapin Creek/ Goodbys Creek/ Open Creek | N/A | Not provided | Not provided | COJ | Not provided | Not provided | Not provided | 30.342427249 | -81.6370475704
1418 | LSJT | City of Jacksonville | N/A | COJ-018 | Durkeeville West (Main Stem COJ-033) | Wet detention. | FIB- Stormwater | Completed | Not provided | Prior to 2009 | N/A | N/A | Hogan Creek | Not provided | Not provided | Not provided | COJ | Not provided | Not provided | Not provided | 30.3432112642 | -81.6621566351
1419 | LSJT | City of Jacksonville | N/A | COJ-019 | Newtown Area | Flood improvement. | FIB- Stormwater | Planned | Not provided | TBD | N/A | N/A | Hogan Creek | Not provided | 5375000 | Not provided | COJ | Not provided | Not provided | Not provided | 30.3432112642 | -81.6621566351
1420 | LSJT | City of Jacksonville | N/A | COJ-020 | Hogan Creek (Main Stem COJ-020) | Wet detention. | FIB- Stormwater | Completed | Not provided | Prior to 2009 | N/A | N/A | Hogan Creek | Not provided | Not provided | Not provided | COJ | Not provided | Not provided | Not provided | 30.3432112642 | -81.6621566351
1476 | LSJT | City of Jacksonville | N/A | COJ-148 | Freeman Rd./Inwood Failure Area– Septic Tank Phase Out | Phase out septic tanks in failure areas (also listed as part of larger LSJR Main Stem BMAP project). | FIB- OSTDS | Completed | Not provided | Prior to 2010 | N/A | N/A | Craig Creek | N/A | Not provided | N/A | COJ | Not provided | Not provided | Not provided | 30.2941684228 | -81.6419717476
1477 | LSJT | City of Jacksonville | N/A | COJ-069 | Emerald Necklace and Liberty Ponds | MSMP construction schedule subject to funding. | FIB- Stormwater | Completed | Not provided | 2010 | N/A | N/A | Hogan Creek | Not provided | 2153000 | N/A | COJ | Not provided | Not provided | Not provided | 30.3432112642 | -81.6621566351
1478 | LSJT | City of Jacksonville | N/A | COJ-146 | Routine Surface Water Sampling | Carry out NPDES permit-related quarterly water quality sampling. | FIB- Source Identification Activities | Ongoing | Not provided | N/A | N/A | N/A | Craig Creek/ McCoy Creek/ Williamson Creek/ Fishing Creek/ Deep Bottom Creek/ Moncrief Creek/ Blockhouse Creek/ Hopkins Creek/ Cormorant Creek/ Wills Branch/ Sherman Creek/ Greenfield Creek/ Pottsburg Creek/ Middle Trout River/ Lower Trout River | N/A | N/A | Not provided | COJ | Not provided | Not provided | Not provided | 30.2941684228 | -81.6419717476
1479 | LSJT | City of Jacksonville | N/A | COJ-145 | Follow-up on Outstanding PICs | Follow-up on 2 open PICs in watershed. | FIB- Stormwater | Ongoing | Not provided | N/A | N/A | N/A | Craig Creek/ McCoy Creek/ Williamson Creek/ Fishing Creek/ Deep Bottom Creek/ Moncrief Creek/ Cormorant Creek/ Wills Branch/ Sherman Creek/ Pottsburg Creek/ Lower Trout River | N/A | 32693 | N/A | COJ | Not provided | Not provided | Not provided | 30.2941684228 | -81.6419717476
1480 | LSJT | City of Jacksonville | N/A | COJ-073 | Pine Tree Rd. Drainage | Construction. | FIB- Stormwater | Completed | 2001 | 2010 | N/A | N/A | Miramar Creek | Not provided | 57309 | Not provided | COJ | Not provided | Not provided | Not provided | 30.284859068 | -81.6510548236
1481 | LSJT | City of Jacksonville | N/A | COJ-072 | Conveyance Under San Jose Blvd. | MSMP construction schedule subject to funding. | FIB- Stormwater | Planned | Not provided | TBD | N/A | N/A | Miramar Creek | Not provided | 150000 | N/A | COJ | Not provided | Not provided | Not provided | 30.284859068 | -81.6510548236
1482 | LSJT | City of Jacksonville | N/A | COJ-071 | 5000 Block Chadroe Rd. | Curb/gutter. | FIB- Stormwater | Completed | Not provided | 2010 | N/A | N/A | Butcher Pen Creek | Not provided | 13135 | N/A | COJ | Not provided | Not provided | Not provided | 30.2598660209 | -81.7467730049
1483 | LSJT | City of Jacksonville | N/A | COJ-155 | McCoy Creek (Main Stem COJ-4) | Construct Pond F. | FIB- Stormwater | Completed | Not provided | Prior to 2010 | N/A | N/A | McCoy Creek | Not provided | Not provided | N/A | COJ | Not provided | Not provided | Not provided | 30.3289802571 | -81.6991135181
1484 | LSJT | City of Jacksonville | N/A | COJ-149 | Emerson Failure Area– Septic Tank Phase Out | Phase out septic tanks in failure areas (also listed as part of larger LSJR Main Stem BMAP project). | FIB- OSTDS | Completed | Not provided | Prior to 2010 | N/A | N/A | Craig Creek | N/A | Not provided | N/A | COJ | Not provided | Not provided | Not provided | 30.2941684228 | -81.6419717476
1485 | LSJT | City of Atlantic Beach | N/A | AB-057 | Sewer Line Upgrades | Install new sewer line on Church Rd. (now Dutton Island Rd.) | FIB- Sanitary Sewer | Completed | Not provided | Prior to 2010 | N/A | N/A | Sherman Creek | N/A | Not provided | N/A | Atlantic Beach | Not provided | Not provided | Not provided | Not provided | Not provided
1486 | LSJT | City of Atlantic Beach | N/A | AB-071 | Sewer Line Upgrades | Install new sewer main and abandon old lift station at Shangri La Dr. | FIB- Sanitary Sewer | Completed | Not provided | Prior to 2010 | N/A | N/A | Sherman Creek | N/A | 146572 | N/A | Atlantic Beach | Not provided | Not provided | Not provided | Not provided | Not provided
1487 | LSJT | City of Atlantic Beach | N/A | AB-044 | Ardella Rd. Drainage Project | Implement drainage improvements; located between Mayport Rd. and Richardson Lane; pipe bursting because existing pipe crossed two parcels of private property where no drainage easement existed. | FIB- Stormwater | Completed | Not provided | Prior to 2010 | N/A | N/A | Hopkins Creek | N/A | 36332 | Not provided | Atlantic Beach | Not provided | Not provided | Not provided | Not provided | Not provided
1488 | LSJT | City of Atlantic Beach | N/A | AB-045 | Royal Palms Drainage Rehabilitation Project | Implement flood control capital project; Royal Palms is major (600-home) subdivision between Mayport Rd. and Seminole Rd.; completion 10/2010. | FIB- Stormwater | Completed | Not provided | 2012 | N/A | N/A | Hopkins Creek | Not provided | 3450000 | Not provided | Atlantic Beach | Not provided | Not provided | Not provided | Not provided | Not provided
1489 | LSJT | City of Atlantic Beach | N/A | AB-046 | Royal Palms Drainage System Point Repairs | Implement stormwater system point repairs necessitated by spot failures; anticipate need in Royal Palms to be minimal once above improvements completed. | FIB- Stormwater | Completed | Not provided | Prior to 2010 | N/A | N/A | Hopkins Creek | N/A | Not provided | N/A | Atlantic Beach | Not provided | Not provided | Not provided | Not provided | Not provided
1490 | LSJT | City of Atlantic Beach | N/A | AB-047 | Pet Feces Control | Install, maintain, and stock Dogi-Pot stations throughout city. | FIB- Stormwater | Completed | Not provided | Prior to 2010 | N/A | N/A | Hopkins Creek/ Sherman Creek | N/A | 5000 | Not provided | Atlantic Beach | Not provided | Not provided | Not provided | Not provided | Not provided
1491 | LSJT | City of Atlantic Beach | N/A | AB-048 | Pet Feces Control | City Code 12.(b).14 requires removal and proper disposal of pet waste. | FIB- Stormwater | Completed | Not provided | Prior to 2010 | N/A | N/A | Hopkins Creek | N/A | N/A | N/A | Atlantic Beach | Not provided | Not provided | Not provided | Not provided | Not provided
1760 | LSJT | City of Jacksonville Beach | N/A | JB-058 | Street sweeping | Routinely sweep curbed and guttered street sweeping citywide. (Mon. 17 miles; Fri. – Sun. and holidays 7 miles). | FIB- Stormwater | Ongoing | Not provided | N/A | N/A | N/A | Hopkins Creek | Not provided | N/A | Not provided | Jacksonville Beach | Not provided | Not provided | Not provided | 30.2984776696387 | -81.4017540139447
1761 | LSJT | City of Jacksonville Beach | N/A | JB-047 | Pet Waste Ordinance | Pass Ordinance No. 7468-32-91, Section 32-106. | FIB- Stormwater | Ongoing | Not provided | N/A | N/A | N/A | Hopkins Creek | N/A | N/A | Not provided | Jacksonville Beach | Not provided | Not provided | Not provided | 30.2988975933916 | -81.4023085128355
1762 | LSJT | City of Neptune Beach | N/A | NB-036 | Street sweeping | Street sweep roads with curb and gutter inside city limits. | FIB- Stormwater | Ongoing | Not provided | Prior to 2010 | N/A | N/A | Hopkins Creek | Not provided | N/A | 35000 | Neptune Beach | Not provided | Not provided | Not provided | 30.31453362 | -81.3987726
1763 | LSJT | City of Neptune Beach | N/A | NB-037 | Public Works Employee Training | Conduct annual training covering topics such as stormwater, illicit discharges, and Stormwater Pollution Prevention Plan (SWPPP). | FIB- Stormwater | Ongoing | Not provided | Prior to 2010 | N/A | N/A | Hopkins Creek | N/A | N/A | Not provided | Neptune Beach | Not provided | Not provided | Not provided | 30.31504302 | -81.41961873
1764 | LSJT | City of Neptune Beach | N/A | NB-038 | Testing and Sampling | Increase water sampling of Hopkins Creek. | FIB- Source Identification Activities | Completed | Not provided | Prior to 2010 | N/A | N/A | Hopkins Creek | N/A | N/A | Not provided | Neptune Beach | Not provided | Not provided | Not provided | 30.30923569 | -81.41676486
1765 | LSJT | City of Neptune Beach | N/A | NB-039 | Stormwater Pollution Prevention Plan | Inspect Public Works facility quarterly and annually. | FIB- Stormwater | Ongoing | Not provided | Prior to 2010 | N/A | N/A | Hopkins Creek | N/A | 5000 | N/A | Neptune Beach | Not provided | Not provided | Not provided | 30.31504302 | -81.41961873
1766 | LSJT | City of Neptune Beach | N/A | NB-040 | Organize a Walk the WBID for Hopkins Creek | Organize and participate in Walk the WBID for Hopkins Creek watershed. | FIB- Source Identification Activities | Completed | Not provided | Prior to 2010 | N/A | N/A | Hopkins Creek | N/A | 6000 | N/A | Neptune Beach | Not provided | Not provided | Not provided | 30.31453362 | -81.3987726
1767 | LSJT | City of Neptune Beach | N/A | NB-041 | Create GIS Mapping System for City Stormwater Related Inventory | Put together GIS mapping system and collect data for city's stormwater facilities; completion in 2010. | FIB- Stormwater | Completed | Not provided | Prior to 2010 | N/A | N/A | Hopkins Creek | N/A | 5000 | N/A | Neptune Beach | Not provided | Not provided | Not provided | 30.31453362 | -81.3987726
1768 | LSJT | City of Neptune Beach | N/A | NB-042 | Right-of-way maintenance and litter collection | Routinely mow, maintain, and pick up litter in rights-of-way. | FIB- Stormwater | Ongoing | Not provided | Prior to 2010 | N/A | N/A | Hopkins Creek | N/A | N/A | 65000 | Neptune Beach | Not provided | Not provided | Not provided | 30.31453362 | -81.3987726
2164 | HAMO | City of DeBary | N/A | DB-03 | Citywide Fertilizer Ordinance | Reduction of fertilizer application (Ordinance 04-09 and 04-17). | Regulations, Ordinances, and Guidelines | Ongoing | 2009 | N/A | 31.7241 | 4.7101 | N/A | 8713 | N/A | N/A | City of DeBary | N/A | N/A | N/A | 28.890278 | -81.306944
2165 | HAMO | City of DeBary | N/A | DB-02 | Non-contributing Basin | Non-contributing Basin, not included in the TMDL model. | Non-contributing Basin | Completed | N/A | Prior to 2012 | 7039.2 | 1170.2 | N/A | Not provided | N/A | N/A | City of DeBary | N/A | N/A | N/A | Not provided | Not provided
2166 | HAMO | FDOT District 5 | N/A | FDOT-21 | 77160-3404-06 (Pond pond 4-11) | Wet detention pond. | Wet Detention Pond | Completed | 2004 | 2004 | 102.5 | 24.4 | N/A | 38.5 | Not provided | Not provided | Florida Legislature | Not provided | N/A | N/A | 28.822103 | -81.33825
2167 | HAMO | City of Deltona | DEP | DEL-09 | Brickell Stormwater Management System | Treatment of stormwater flow from a major outfall, prior to discharge to Lake Monroe. The existing flow will be diverted through a natural wetland, for filtering, and pond to a set elevation before flowing over a weir to existing outfall. | BMP Treatment Train | Completed | 2017 | 2018 | 186 | 73 | N/A | 288 | 600000 | 10000 | DEP | $31,5000 | NF004 | N/A | 28.8686835454354 | -81.2443122267723
2168 | HAMO | FDOT District 5 | N/A | FDOT-05 | 79070-3546-03 (Pond pond 9) | Wet detention pond. | Wet Detention Pond | Completed | 2003 | 2007 | 13.3 | 8.6 | N/A | 13.4 | Not provided | Not provided | Florida Legislature | Not provided | N/A | N/A | 29.01706 | -81.104699
2169 | HAMO | FDOT District 5 | N/A | FDOT-04 | 79070-3547-06 (Pond pond 6) | Wet detention pond. | Wet Detention Pond | Completed | 2003 | 2007 | 13.6 | 0.7 | N/A | 18.8 | Not provided | Not provided | Florida Legislature | Not provided | N/A | N/A | Incompatible Point | Incompatible Point
2377 | CALO | LA-MSID (formerly ECWCD) | DEP/ FDOT | LA-07 | Aquifer Benefit and Storage for Orange River Basin (Southwest Lehigh Weirs) | Increase canal control elevations and local groundwater levels by constructing 25 new weirs. | Control Structure | Completed | 2016 | 2017 | 5550.9865 | 935.1107 | Tidal Caloosahatchee | 5760 | 2532311.32 | Not provided | DEP/ FDOT | DEP - $1,224,800/ FDOT - $1,903,200 | S0721 | N/A | 26.59099311 | -81.68594106
2378 | CALO | City of Fort Myers | Not provided | FM-12 | Aquashores Neighborhood | Installation of two StormceptorsTM. | Hydrodynamic Separators | Completed | Not provided | 2016 | 0 | 0.72162 | Tidal Caloosahatchee | 9 | Not provided | Not provided | Not provided | Not provided | N/A | Not provided | 26.64986724 | -81.84460589
1847 | LSJT | FDOT District 2 | N/A | FDOT-047 | I-295 Managed Lanes | Construct stormwater management systems to treat areas of improvement. | FIB- Stormwater | Underway | Not provided | TBD | N/A | N/A | Deep Bottom Creek | Not provided | 88950000 | Not provided | Florida Legislature | Not provided | Not provided | Not provided | 30.1852139552 | -81.6211573252
1848 | LSJT | JEA | N/A | JEA-014 | Pop-Top Program | Pop-Top Program. | FIB- Sanitary Sewer | Ongoing | 2009 | N/A | N/A | N/A | Newcastle Creek/ Hogan Creek/ Butcher Pen Creek/ Miller Creek/ Miramar Creek/ Big Fishweir Creek/ Deer Creek/ Terrapin Creek/ Goodbys Creek/ Open Creek | N/A | TBD | TBD | JEA | TBD | N/A | N/A | 30.361598 | -81.582072
1849 | LSJT | JEA | N/A | JEA-015 | Non-Destructive Testing Program/Pipe Integrity Testing | Non-Destructive Testing Program/Pipe Integrity Testing. | FIB- Sanitary Sewer | Ongoing | 2009 | N/A | N/A | N/A | Newcastle Creek/ Hogan Creek/ Butcher Pen Creek/ Miller Creek/ Miramar Creek/ Big Fishweir Creek/ Deer Creek/ Terrapin Creek/ Goodbys Creek/ Open Creek | N/A | TBD | TBD | JEA | TBD | N/A | N/A | 30.361598 | -81.582072
1850 | LSJT | JEA | N/A | JEA-011 | CMOM Program | Program aimed at reducing SSOs and preserving wastewater infrastructure. Resiliency efforts systemwide include the additional purchase of 103 fixed generators and 48 fixed and 12 portable pumps through 2020. | FIB- Sanitary Sewer | Ongoing | 2009 | N/A | N/A | N/A | Newcastle Creek/ Hogan Creek/ Butcher Pen Creek/ Miller Creek/ Miramar Creek/ Big Fishweir Creek/ Deer Creek/ Terrapin Creek/ Goodbys Creek/ Open Creek | N/A | TBD | TBD | JEA | TBD | N/A | N/A | 30.361598 | -81.582072
1950 | JESU | Turnpike Enterprise | N/A | T-02 | Monthly street sweeping of 48 miles | Street sweeping to remove 60,885 lbs/yr of material. | Street Sweeping | Ongoing | 2017 | N/A | 24 | 14 | N/A | N/A | N/A | N/A | N/A | N/A | N/A | N/A | 28.706556 | -81.235956
1951 | JESU | City of Winter Park | Not provided | WP-46 | Dixie Parkway Outfall No. 3 | Exfiltration. | Exfiltration Trench | Planned | 2017 | 2017 | 39.6 | 2.7736 | N/A | 22 | 300000 | 1500 | Winter Park | Not provided | N/A | Not provided | 28.61 | -81.36
1952 | JESU | City of Winter Park | Orange County | WP-47 | Lake Killarney Sediment P Deactivation | Alum - whole lake, partnered with Orange County. | In Waterbody - Alum Injection System | Underway | 2015 | 2017 | TBD | TBD | N/A | N/A | 340000 | N/A | Winter Park | Not provided | N/A | Not provided | 28.6 | -81.37
1953 | JESU | City of Winter Park | Not provided | WP-48 | Howell Branch Pond Modifications | Upgrade existing pond to provide treatment volume. | Wet Detention Pond | Underway | 2003 | 2017 | 22.3 | 1.0794 | N/A | 28 | 689598 | 2000 | Winter Park | Not provided | N/A | Not provided | 28.63 | -81.34
1954 | JESU | City of Winter Park | Not provided | WP-49 | Nicolet Ave. Regional Pond | Regional Pond to treat discharges to Lake Killarney. | Wet Detention Pond | Underway | 2015 | 2017 | TBD | TBD | N/A | 108 | 400000 | 1500 | Winter Park | Not provided | N/A | Not provided | 28.58984 | -81.368816
1955 | JESU | City of Winter Park | Not provided | WP-50 | Lee Road (S.R.423) Stormwater Outfall Water Quality Structure with Diversion Structure | CDS. | Hydrodynamic Separators | Completed | 2014 | 2018 | 0 | 0 | N/A | 25 | 187000 | 1500 | Winter Park | Not provided | N/A | Not provided | 28.605603 | -81.376541
1956 | JESU | City of Winter Park | Not provided | WP-51 | Lake Sylvan Outfall Water Quality Structure with Diversion Structure | CDS. | Hydrodynamic Separators | Completed | 2016 | 2018 | 0 | 0 | N/A | 10 | 195000 | 1500 | Winter Park | Not provided | N/A | Not provided | 28.599731 | -81.335604
1957 | JESU | City of Winter Springs | Seminole County/ City of Oviedo | WS-01 | Solary Canal Stormwater Treatment Area - missing from model | RST facility consisting of 8.0-acre wet pond and 4.8-acre wetland. | BMP Missing from Model | Completed | 2010 | 2017 | 730 | 147 | N/A | 1471 | 1700000 | 25000 | SJRWMD | $1,700,000 | N/A | 25463 | 28.6980555555556 | -81.2116666666667
1958 | JESU | City of Winter Springs | Seminole County | WS-06 | Public Education Efforts - Update Local Codes and Ordinances (Fertilizer Rule, etc.), FYN | FYN, PSAs, distribution of pamphlets, presentations to various groups, and inspection program on illicit discharges. | Education Efforts | Ongoing | 2013 | N/A | 2638 | 180 | N/A | 9594 | 4000 | 4000 | City of Winter Springs Stormwater Utility Fund | $4,000 | N/A | N/A | 28.6989 | -81.3081
1959 | JESU | City of Winter Springs | N/A | WS-07 | Street Sweeping | Quarterly street sweeping - An average of 14,700 cubic feet of material collected annually. | Street Sweeping | Ongoing | 2013 | N/A | 486 | 316 | N/A | 9594 | 40000 | N/A | City of Winter Springs Stormwater Utility Fund | $40,000 | N/A | N/A | 28.6989 | -81.3081
1960 | JESU | City of Winter Springs | N/A | WS-09 | Solary Canal Water Quality Improvements | Retrofit outflow to include nutrient removal filtration system. | Wet Detention Pond | Completed | 2018 | 2018 | 850 | 213 | N/A | 1471 | 250000 | 5000 | City of Winter Springs Stormwater Utility Fund/ SJRWMD Grant | $207,564 | N/A | LRS1262 | 28.6980555555556 | -81.2116666666667
1961 | JESU | City of Winter Springs | N/A | WS-11 | Credits for Missing BMPs | BMPs missing from the model. | BMP Missing from Model | Completed | 2013 | 2017 | 464 | 78 | N/A | N/A | N/A | N/A | N/A | N/A | N/A | N/A | Not provided | Not provided
1962 | JESU | City of Winter Springs | N/A | WS-10 | North Tuskawilla Outfall Drainage and Water Quality Improvements | Dual baffle boxes and repair of the outfall weir structure. | Baffle Boxes- Second Generation | Planned | 2022 | 2023 | 14 | 3 | N/A | 20 | 200000 | 5000 | City of Winter Springs Stormwater Utility Fund | $200,000 | N/A | N/A | 28.705203 | -81.257105
1963 | JESU | City of Winter Park | Not provided | WP-41 | Canton Avenue Outfall Retrofit | Suntree baffle box. | Baffle Boxes- Second Generation | Completed | 2013 | 2017 | 6.2 | 0.4495 | N/A | 23 | 129000 | 1000 | DEP | $77,000 | GO337 | Not provided | 28.600624 | -81.34719
1973 | JESU | City of Altamonte Springs | Seminole County Public Schools/ Seminole State College/ UCF/ DEP | A-05 | Altamonte Springs Science Incubator (AS2I) | AS2I is an innovative program that promotes career readiness in the high-tech, high demand fields of science, technology, engineering, and math (STEM). | Enhanced Public Education | Ongoing | 2012 | N/A | N/A | N/A | N/A | N/A | 110000 | 372819.15 | Private Donations/ In-kind Services | Duke Energy - $150,000/ Adventist Health - $25,000/ In-kind services - $50,000 | N/A | Not provided | Not provided | Not provided
1974 | JESU | City of Oviedo | Not provided | OV-11 | Credits for Missing BMPs | BMPs missing from the model. | BMP Missing from Model | Completed | Not provided | 2017 | 454 | 27 | N/A | N/A | Not provided | Not provided | Not provided | Not provided | N/A | Not provided | Not provided | Not provided
2196 | HAMO | FDOT District 5 | N/A | FDOT-41 | Fertilizer Cessation | Elimination of fertilizer use along state highway system. Removal of TN & TP loading. | Fertilizer Cessation | Completed | 2012 | 2016 | 712 | 0 | N/A | 278.38 | Not provided | Not provided | Florida Legislature | Not provided | N/A | N/A | Not provided | Not provided
2197 | HAMO | FDOT District 5 | N/A | FDOT-43 | FM: 408464 SR 400 Widening (from SR 44 to East of I-95) | Basin E Pond E. | Wet Detention Pond | Completed | 2012 | 2016 | 59.1 | 1.4 | N/A | 15.88 | Not provided | Not provided | Florida Legislature | Not provided | N/A | N/A | 29.064 | -81.187
2198 | HAMO | City of Lake Helen | Not provided | LH-01 | Education Efforts | Irrigation ordinance, pet waste ordinance, pamphlets, website. | Education Efforts | Ongoing | Not provided | N/A | 30.8 | 4.5 | N/A | N/A | Not provided | Not provided | Not provided | Not provided | N/A | Not provided | Not provided | Not provided
2199 | HAMO | City of Lake Mary | Seminole County | LM-01 | Education Efforts | FYN, landscape ordinance, irrigation ordinance, pet waste ordinance, PSAs, pamphlets, website, illicit discharge program. | Education Efforts | Ongoing | 2012 | N/A | 361.5 | 52.2 | N/A | N/A | N/A | 5500 | City of Lake Mary Stormwater Fund | $5,500 | N/A | Not provided | 28.7602740 | -81.3234300
2200 | HAMO | City of Lake Mary | N/A | LM-02 | Street Sweeping | Sweeping of 53.58 curb miles per year. | Street Sweeping | Ongoing | 2012 | N/A | 9.6 | 6.4 | N/A | N/A | N/A | 13000 | City of Lake Mary Stormwater Fund | $13,000 | N/A | Not provided | 28.7602740 | -81.3234300
2201 | HAMO | City of Orange City | N/A | OC-01 | Education Efforts | Irrigation ordinance, pamphlets, website, illicit discharge program, kiosk, Orange City newsletter, FYN. | Education Efforts | Ongoing | 2015 | N/A | 6 | 1 | N/A | N/A | TBD | TBD | Orange City | TBD | N/A | N/A | 28.950428 | -81.265800
2202 | HAMO | City of Sanford | DEP/ HUD | S-01 | Cloud Branch Phase I | Drainage/water quality improvements. | Wet Detention Pond | Completed | Not provided | 2007 | 647.3 | 173.9 | N/A | 187 | 3491375 | Not provided | City/ Stormwater Utility/ DEP SRF | Not provided | Not provided | Not provided | 28.799715 | -81.27744
2203 | HAMO | Seminole County | DEP | SC-01 | Club II RSF | RSF to collect and treat stormwater runoff. | Wet Detention Pond | Completed | 2006 | 2007 | 1333.3 | 395.6 | N/A | 422.7 | 2334682 | 20095 | DEP | $1,072,586 | S0163 | N/A | 28.792865 | -81.243552
2204 | HAMO | City of Sanford | N/A | S-03 | Street Sweeping | Street sweeping throughout the city. | Street Sweeping | Ongoing | Not provided | N/A | 8866.5 | 3993.3 | N/A | N/A | N/A | 170544 | City/ Stormwater Utility | N/A | N/A | Not provided | Not provided | Not provided
2205 | HAMO | FDOT District 5 | N/A | FDOT-40 | FM: 240216-2 SR 46 – Pond 1 (possibly modified and built by others) | Wet detention pond. | Wet Detention Pond | Completed | 2012 | 2019 | 25.8 | 6.3 | N/A | 18 | Not provided | Not provided | Florida Legislature | Not provided | N/A | N/A | 28.78944722 | -81.24694444
2710 | CIRL | Fellsmere WCD | City of Fellsmere/ SJRWMD | FWCD-03 | Fellsmere Stormwater Lake and State Street Improvements | Stormwater retrofit improvements. Reduction split 50/50 with the City of Fellsmere. | Wet Detention Pond | Completed | Not provided | 2003 | 75.8853 | 20.8579 | SEB | 49.6 | TBD | TBD | SJRWMD/ Fellsmere WCD | TBD | N/A | Not provided | 27.775388084 | -80.590246245
2711 | CIRL | Fellsmere WCD | SJRWMD/ Indian River County/ State | FWCD-02 | St. Johns Land Purchase | Conservation land. | Land Use Change | Completed | Not provided | Prior to 2013 | N/A | N/A | SEB | 2390.6 | TBD | TBD | SJRWMD | TBD | N/A | Not provided | 27.800811629 | -80.588889129
2712 | CIRL | Fellsmere WCD | Sunrise Villas | FWCD-01 | Sunrise Villas | Pond designed per two-inch/day limitation rule. | Wet Detention Pond | Completed | Not provided | 2003 | 4.6104 | 1.824 | SEB | 13.6 | TBD | TBD | Private | TBD | N/A | Not provided | 27.770633645 | -80.587847591
2713 | CIRL | FDOT District 5 | N/A | FDOTD5-16 | Street Sweeping | Street sweeping. | Street Sweeping | Ongoing | 2015 | N/A | 346 | 188 | A | N/A | Not provided | Not provided | Florida Legislature | Not provided | N/A | Not provided | 28.0202788 | -80.6114721
3743 | WAKU | Leon County | City of Tallahassee/ Leon County/ DEP | COT-011/LC-029 | Alternatives to Sewer Solutions Study | Study and develop preferred options for management alternatives to traditional OSTDS in unincorporated areas of Leon County, including PSPZ including financing and management options. | Study | Underway | 2018 | 2021 | N/A | N/A | Inside Springshed | N/A | 620446 | N/A | Blueprint/ DEP | Blueprint - $400,000/ DEP - $500,000 | LP37115 | Not provided | 30.471396 | -84.265821
3744 | WAKU | City of Tallahassee | N/A | COT-001 | Wastewater Treatment Facility Upgrade to AWT | Upgrade to AWT to reduce the nitrogen concentration by 75% at the spray field near Tram Road and improve the quality of reuse. Original credit of 170,323 lbs-TN/yr. Project was completed before 2013 and is not eligible for credit in the 2018 BMAP. | WWTF Nutrient Reduction | Completed | 2008 | Prior to 2013 | N/A | N/A | PFA1 | N/A | 227000000 | 9400000 | Not provided | Not provided | N/A | Not provided | 30.39167 | -84.32139
2788 | NIRL | Kennedy Space Center | N/A | KSC-14 | Visitor Center Storage Building M6-0503 | Demolition of facility resulted in loss of impervious area and change of land use. | Land Use Change | Completed | Not provided | 2010 | TBD | TBD | B | 0.1 | N/A | N/A | N/A | N/A | N/A | Not provided | 28.5217225779443 | -80.6852587973126
2789 | BIRL | Brevard County | DEP | BC-07 | Surfside | Upgrading a 1st generation to a 2nd generation baffle box by adding the nutrient separating screen. | Baffle Boxes- Second Generation | Completed | 2008 | 2013 | 41.3688 | 4.9702 | B | 22.8 | 31500 | 1500 | DEP | DEP - $31,500 | G0268 | N/A | 28.381763062 | -80.671108409
1473 | LSJT | City of Jacksonville | FDOT | COJ-151 | Septic Tank Maintenance Public Education | Septic tank maintenance PSAs. | FIB- OSTDS | Ongoing | Not provided | N/A | N/A | N/A | Craig Creek/ McCoy Creek/ Williamson Creek/ Fishing Creek/ Deep Bottom Creek/ Moncrief Creek/ Blockhouse Creek/ Cormorant Creek/ Wills Branch/ Sherman Creek/ Greenfield Creek/ Pottsburg Creek/ Middle Trout River/ Lower Trout River | N/A | Not provided | Not provided | COJ | Not provided | Not provided | Not provided | 30.2941684228 | -81.6419717476
1474 | LSJT | City of Jacksonville | N/A | COJ-150 | Septic Tanks Outside Failure Area– Septic Tank Phase Out | Phase out program as provided by COJ ordinance. | FIB- OSTDS | Ongoing | Not provided | N/A | N/A | N/A | Craig Creek/ McCoy Creek/ Williamson Creek/ Fishing Creek/ Deep Bottom Creek/ Moncrief Creek/ Blockhouse Creek/ Cormorant Creek/ Wills Branch/ Sherman Creek/ Greenfield Creek/ Pottsburg Creek/ Middle Trout River/ Lower Trout River | N/A | Not provided | Not provided | COJ | Not provided | Not provided | Not provided | 30.2941684228 | -81.6419717476
1475 | LSJT | City of Jacksonville | N/A | COJ-068 | Re-Sampling | Conducted when high levels of fecal coliform bacteria are noted, to attempt to identify sources. | FIB- Source Identification Activities | Ongoing | Not provided | N/A | N/A | N/A | Newcastle Creek/ Butcher Pen Creek/ Miller Creek/ Miramar Creek/ Goodbys Creek/ Open Creek | N/A | 2756 | Not provided | COJ | Not provided | Not provided | Not provided | 30.3023686849 | -81.6284525957
1568 | LSJT | City of Atlantic Beach | N/A | AB-133 | Sewer Line Upgrades | Rehabilitate sanitary sewer mains on East Coast Dr., Ocean Blvd., and Beach Avenue between 12th and 15th Streets using CIPP. | FIB- Sanitary Sewer | Completed | Not provided | 2013 | N/A | N/A | Sherman Creek | N/A | 91559 | N/A | Atlantic Beach | Not provided | Not provided | Not provided | Not provided | Not provided
1569 | LSJT | City of Atlantic Beach | N/A | AB-134 | Manhole Inspections and Rehabilitation | Rehabilitate manholes on East Coast Dr., Ocean Blvd., and Beach Avenue between 12th and 15th Streets using Spectrashield. | FIB- Sanitary Sewer | Completed | Not provided | 2013 | N/A | N/A | Sherman Creek | N/A | 5460 | N/A | Atlantic Beach | Not provided | Not provided | Not provided | Not provided | Not provided
1570 | LSJT | City of Atlantic Beach | N/A | AB-135 | Sewer Line Upgrades | Rehabilitate sanitary sewer mains on Francis Avenue, Jordan St., and Lewis St. using CIPP. | FIB- Sanitary Sewer | Completed | Not provided | 2014 | N/A | N/A | Sherman Creek | N/A | 133238 | N/A | Atlantic Beach | Not provided | Not provided | Not provided | Not provided | Not provided
1571 | LSJT | City of Atlantic Beach | N/A | AB-136 | Manhole Inspections and Rehabilitation | Rehabilitate manholes on Francis Avenue, Jordan St., and Lewis St. using Spectrashield. | FIB- Sanitary Sewer | Completed | Not provided | 2014 | N/A | N/A | Sherman Creek | N/A | 7000 | N/A | Atlantic Beach | Not provided | Not provided | Not provided | Not provided | Not provided
1572 | LSJT | City of Atlantic Beach | N/A | AB-137 | Sewer Line Upgrades | Rehabilitate sanitary sewer mains on Saturiba Dr., 15th St., and 16th St. using CIPP. | FIB- Sanitary Sewer | Completed | Not provided | 2014 | N/A | N/A | Sherman Creek | N/A | 133315 | N/A | Atlantic Beach | Not provided | Not provided | Not provided | Not provided | Not provided
1790 | LSJT | City of Jacksonville Beach | N/A | JB-046 | Pet Waste Management | Provide dog bags at Gonzales Park, Tallwood Pines Park and Dog Park. | FIB- Stormwater | Completed | Not provided | Prior to 2010 | N/A | N/A | Hopkins Creek | N/A | N/A | Not provided | Jacksonville Beach | Not provided | Not provided | Not provided | 30.2988975933916 | -81.4023085128355
1791 | LSJT | City of Jacksonville Beach | N/A | JB-036 | Flood Control Capital Project | Implement project at 1st Ave. North from 3rd to 4th St. North. | FIB- Stormwater | Completed | Not provided | Prior to 2010 | N/A | N/A | Hopkins Creek | Not provided | 10000 | N/A | Jacksonville Beach | Not provided | Not provided | Not provided | 30.2899373752402 | -81.3926689839787
1792 | LSJT | JEA | N/A | JEA-033 | Walk the WBID Follow-up | Address any action items identified as result of 2014 Walk the WBID. | FIB- Source Identification Activities | Completed | 2014 | 2015 | N/A | N/A | BMAP I Tributaries | N/A | N/A | N/A | JEA | N/A | N/A | N/A | 30.361598 | -81.582072
1793 | LSJT | JEA | N/A | JEA-043 | Pipe TV Inspection | Inspect existing infrastructure using closed-circuit television. 22502 ft inspected in 2020. | FIB- Sanitary Sewer | Ongoing | 2009 | N/A | N/A | N/A | Craig Creek/ McCoy Creek/ Williamson Creek/ Fishing Creek/ Moncrief Creek/ Blockhouse Creek/ Cormorant Branch/ Wills Branch/ Greenfield Creek/ Pottsburg Creek/ Middle Trout River/ Deep Bottom Creek/ Lower Trout River | N/A | 8776 | 8776 | JEA | $8,776 | N/A | N/A | 30.361598 | -81.582072
1794 | LSJT | FDOT District 2 | N/A | FDOT-037 | Stormwater Management Systems | Construct stormwater ponds at Southside Blvd. and Beach Blvd. interchange. | FIB- Stormwater | Completed | Not provided | Prior to 2010 | N/A | N/A | Pottsburg Creek | Not provided | Not provided | Not provided | Florida Legislature | Not provided | Not provided | Not provided | 30.2942023473 | -81.5849666198
1808 | LSJT | JEA | N/A | JEA-028 | Sewer Infrastructure Improvements | Lakeshore Force Main Replacement. Install 7,500 linear feet of 16” polyvinyl chloride (PVC) force main to replace deteriorating 16” ductile iron force main. | FIB- Sanitary Sewer | Completed | 2009 | 2015 | N/A | N/A | Deer Creek | N/A | TBD | TBD | JEA | TBD | N/A | N/A | 30.341 | -81.629
1809 | LSJT | JEA | N/A | JEA-027 | Sewer Infrastructure Improvements | Lakeshore Force Main Replacement. Installation of 7,500 Linear Feet of 16-Inch Polyvinyl Chloride (PVC) Force Main to Replace Deteriorating 16-Inch Ductile Iron Force Main. | FIB- Sanitary Sewer | Completed | 2009 | 2015 | N/A | N/A | Big Fishweir Creek | N/A | 1292301 | 1292301 | JEA | $1,292,301 | N/A | N/A | 30.291 | -81.708
1810 | LSJT | JEA | N/A | JEA-026 | Sewer Infrastructure Improvements | I11th and 12th St. Connector. installation of new sewer infrastructure to accommodate stormwater improvements. | FIB- Sanitary Sewer | Completed | 2009 | 2015 | N/A | N/A | Hogan Creek | N/A | 29000 | 29000 | JEA | $29,000 | N/A | N/A | 30.328 | -81.692
1811 | LSJT | JEA | N/A | JEA-025 | Sewer Infrastructure Improvements | State St. and Union St. Sewer Improvements. JEA existing sewer infrastructure in core city downtown area has reached its useful life expectancy; this project will replace deteriorated sewer mains within project boundaries. | FIB- Sanitary Sewer | Completed | 2009 | 2015 | N/A | N/A | Hogan Creek | N/A | 2276000 | 2276000 | JEA | $2,276,000 | N/A | N/A | 30.331 | -81.691
2320 | EWCO | City of Bonita Springs | N/A | BS-07 | Felts Avenue Stormwater Treatment | Dry detention. | Dry Detention Pond | Completed | Not provided | Prior to 2012 | 258 | 0 | Imperial River | 31 | Not provided | Not provided | City | Not provided | N/A | N/A | 26.34206819 | -81.77807294
2321 | EWCO | City of Bonita Springs | N/A | BS-06 | Marni Fields | Dry detention. | Dry Detention Pond | Completed | Not provided | Prior to 2012 | 6 | 0 | Imperial River | 16 | Not provided | Not provided | City | Not provided | N/A | N/A | 26.35014829 | -81.75538095
2322 | EWCO | City of Bonita Springs | N/A | BS-05 | Morton Avenue Swales | Dry retention. | Grass swales with swale blocks or raised culverts | Completed | Not provided | Prior to 2012 | 212 | 0 | Imperial River | 26 | Not provided | Not provided | City | Not provided | N/A | N/A | 26.35329715 | -81.75092032
2323 | EWCO | City of Bonita Springs | N/A | BS-04 | Residential Dry Detention | Dry detention. | Dry Detention Pond | Completed | Not provided | Prior to 2012 | 1 | 0 | Imperial River | 4 | Not provided | Not provided | City | Not provided | N/A | N/A | Not provided | Not provided
2324 | EWCO | City of Bonita Springs | N/A | BS-03 | Old 41 Catch Basin Inserts | Catch basin inserts. | Catch Basin Inserts/Inlet Filter Cleanout | Canceled | N/A | N/A | N/A | N/A | Imperial River | N/A | N/A | N/A | N/A | N/A | N/A | Not provided | 26.30980393 | -81.79348238
2325 | EWCO | City of Bonita Springs | N/A | BS-02 | Florida Yards and Neighborhood (FYN) Program | Education program utilizing the FYN Program. | Education Efforts | Ongoing | 2012 | N/A | 835 | 0 | Imperial River | N/A | Not provided | 3000 | City | Not provided | N/A | Not provided | Not provided | Not provided
2326 | EWCO | City of Bonita Springs | N/A | BS-01 | Fertilizer Ordinance | Ordinance. | Regulations, Ordinances, and Guidelines | Ongoing | Not provided | N/A | 696 | 0 | Imperial River | N/A | N/A | N/A | City | N/A | N/A | Not provided | Not provided | Not provided
2327 | CALO | City of Cape Coral | N/A | CC-03 | SW - 1 Swale/ Inlet Replacement | Installed raised inlets to provide additional water quality in roadside swales. | Grass Swales with Swale Blocks or Raised Culverts | Completed | Not provided | Prior to 2012 | 0 | N/A | Tidal Caloosahatchee | Not provided | Not provided | Not provided | City | Not provided | N/A | N/A | Not provided | Not provided
2328 | CALO | City of Cape Coral | DEP | CC-06 | SW - 4 Swale/ Inlet Replacement | Installed raised inlets to provide additional water quality in roadside swales. | Grass Swales with Swale Blocks or Raised Culverts | Completed | Not provided | Prior to 2012 | 0 | N/A | Tidal Caloosahatchee | Not provided | Not provided | Not provided | City | City - $171,911 | TBD | N/A | Not provided | Not provided
2329 | CALO | City of Cape Coral | N/A | CC-02 | SE - 1 Swale/ Inlet Replacement | Installed raised inlets to provide additional water quality in roadside swales. | Grass Swales with Swale Blocks or Raised Culverts | Completed | Not provided | Prior to 2012 | 0 | N/A | Tidal Caloosahatchee | Not provided | Not provided | Not provided | City | Not provided | N/A | N/A | Not provided | Not provided
1736 | LSJT | City of Jacksonville | FDOT | COJ-300 | Source Identification Follow-up | Assist DEP in following up on source identification results that indicate a human source. | FIB- Source Identification Activities | Ongoing | Not provided | N/A | N/A | N/A | BMAP II Basinwide | N/A | N/A | Not provided | COJ | Not provided | Not provided | Not provided | 30.3615976653 | -81.5820721716
1737 | LSJT | City of Jacksonville | FDOT | COJ-301 | Sample Analysis | Continue BMAP monitoring, with adjustments made as needed, and Follow-up on high results per the TAT protocol. Add E. coli and enterococci, as appropriate. | FIB- Source Identification Activities | Ongoing | Not provided | N/A | N/A | N/A | BMAP II Basinwide | N/A | N/A | Not provided | COJ | Not provided | Not provided | Not provided | 30.3615976653 | -81.5820721716
1738 | LSJT | City of Jacksonville Beach | N/A | JB-007 | SSO Investigations | Investigate 1 occurrence at 2000 3rd St. North. | FIB- Sanitary Sewer | Completed | Not provided | Prior to 2010 | N/A | N/A | Hopkins Creek | N/A | 1000 | N/A | Jacksonville Beach | Not provided | Not provided | Not provided | 30.3064579817207 | -81.3978738785947
2000 | BACH | City of Pensacola | N/A | COP-097 | Sanders Beach Storm Sewer Reconstruction | Also known as Pensacola Yacht Club Ditch Replacement Project – Reroute flow from contaminated (Superfund site) ditch. | FIB- Stormwater | Completed | Not provided | 2016 | N/A | N/A | 848DA | N/A | 1250000 | N/A | City | City - $1,268,268 | N/A | Not provided | Not provided | Not provided
2001 | BACH | FDOH | N/A | FDOH-098 | OSTDS Complaint Investigations | Inspect improperly installed and poorly maintained septic tank systems. | FIB- Source Identification Activities | Completed | Not provided | 2012 | N/A | N/A | Basinwide | N/A | Not provided | Not provided | Not provided | Not provided | Not provided | Not provided | 30.405821 | -87.281063
2733 | CIRL | City of West Melbourne | N/A | WM-17 | Trend Road | Not provided. | Baffle Boxes- Second Generation | Completed | Not provided | 2014 | 17.158 | 2.0737 | A | 8.8 | Not provided | Not provided | Not provided | Not provided | N/A | Not provided | 28.06992094 | -80.654838337
2734 | CIRL | City of West Melbourne | N/A | WM-16 | Doherty Drive | Not provided. | Baffle Boxes- Second Generation | Completed | Not provided | 2014 | 119.797 | 15.5901 | A | 66 | Not provided | Not provided | Not provided | Not provided | N/A | Not provided | 28.075133688 | -80.661225475
2735 | CIRL | City of West Melbourne | N/A | WM-15 | Laila Drive | Not provided. | Baffle Boxes- Second Generation | Completed | Not provided | 2014 | 42.3158 | 5.1116 | A | 21.9 | Not provided | Not provided | Not provided | Not provided | N/A | Not provided | 28.081661205 | -80.659020972
2736 | CIRL | City of West Melbourne | N/A | WM-14 | Parker Road | Not provided. | Baffle Boxes- Second Generation | Completed | Not provided | 2014 | 25.3692 | 3.049 | A | 13.1 | Not provided | Not provided | Not provided | Not provided | N/A | Not provided | 28.069985781 | -80.656205229
2737 | CIRL | City of West Melbourne | N/A | WM-13 | Stephenson Drive | Not provided. | Baffle Boxes- Second Generation | Completed | Not provided | 2014 | 27.5585 | 3.3724 | A | 14.1 | Not provided | Not provided | Not provided | Not provided | N/A | Not provided | 28.076183563 | -80.665556126
2738 | CIRL | City of West Melbourne | N/A | WM-23 | Sawgrass Lakes Ph. I | Not provided. | Wet Detention Pond | Completed | Not provided | 2015 | Not provided | Not provided | A | 508.44 | Not provided | Not provided | Private | Not provided | N/A | Not provided | Not provided | Not provided
2739 | CIRL | FDOT District 4 | N/A | FDOT4-17 | FM# 230132-1 (system 7) | Widening SR 615 between Avenue Q and Industrial Ave Three and constructing new roadway between Industrial Ave Three to SR 5 (system 7). | 100% On-site Retention | Completed | 1998 | 2001 | 65.3995 | 8.4193 | SIRL | 10.4705 | Not provided | Not provided | Florida Legislature | Not provided | N/A | Not provided | 27.496992 | -80.348394
2740 | CIRL | Melbourne Tillman WCD | N/A | MT-06 | C-9R | Woodchip logs. | Turbidity Reducing Polymers (e.g., Floc logs ®) | Completed | Not provided | 2016 | Not provided | Not provided | A | 205 | Not provided | Not provided | Not provided | Not provided | N/A | Not provided | Not provided | Not provided
2741 | CIRL | FDOT District 4 | N/A | FDOT4-25 | FM# 413046-1 | Widening SR 9 from south of SR 70 to south of Indrio Rd. | Grass swales without swale blocks or raised culverts | Completed | 2013 | 2014 | 226.4098 | 28.8232 | SIRL | 57.5936 | Not provided | Not provided | Florida Legislature | Not provided | N/A | Not provided | 27.476627497 | -80.424458651
2742 | CIRL | FDOT District 4 | N/A | FDOT4-24 | FM# 230279-1 (Kings Highway) | Constructing surface water management system for SR 713 (King's Highway). | Dry Detention Pond | Completed | 2000 | 2003 | 0.83249 | 0.12052 | SIRL | 0.92327 | Not provided | Not provided | Florida Legislature | Not provided | N/A | Not provided | Incompatible Point | Incompatible Point
3661 | OKEE | Coordinating Agency | N/A | CA-02 | Inactive Dairies - Lagoon Remediation | Lagoon remediation funded in 2014 and 2019. Soil spread on the field for crops, stormwater routed to remediated pond and reused to minimize discharges and groundwater withdrawals. Outfall cleaned and stacked with water control structures to waterbody. | Dairy Remediation | Completed | 2014 | 2020 | TBD | TBD | Taylor Creek/ Nubbin Slough | TBD | 1375358 | TBD | FDACS | $1,417,230 | N/A | N/A | TBD | TBD
3662 | OKEE | Orange County | N/A | OC-07 | Lake Conway Curb Inlet Basket (CIB) Existing | Curb or grate inlet filter baskets (116) to collect 16,169 lbs/yr of material. | Catch Basin Inserts/Inlet Filter Cleanout | Completed | 2015 | 2015 | 3.6 | 3.7 | Upper Kissimmee | 71 | 112000 | 13269 | Lake Conway Taxing District (MSTU) | Not provided | N/A | N/A | 28.4867460897 | -81.3717545397
2851 | CIRL | Brevard County | DEP | BC-13 | Wheeler Flemming Grant | Construction of a wet detention pond that will help remove nitrogen and phosphorus from the stormwater adjacent to Fleming Grant Road in southeastern Brevard County. | Wet Detention Pond | Completed | Not provided | 2016 | 553.3413 | 181.9839 | SEB | 134.4 | 645073 | 2000 | DEP | DEP - $591,081 | G0396 | Not provided | 27.870920025 | -80.520435854
2852 | CIRL | Brevard County | N/A | BC-12 | Church Street Pond MAPS | Installation of a floating vegetated island in an existing stormwater retention pond to provide additional nutrient removal. | Floating Islands/ Managed Aquatic Plant Systems (MAPS) | Completed | Not provided | 2010 | 135.2537 | 20.5836 | SEB | 172.1 | 4212 | 2106 | N/A | N/A | N/A | Not provided | 27.863830824 | -80.500112699
2853 | CIRL | Brevard County | N/A | BC-11 | Mockingbird Pond | Installation of a floating vegetated island in an existing stormwater retention pond to provide additional nutrient removal. | Floating Islands/ Managed Aquatic Plant Systems (MAPS) | Completed | Not provided | 2017 | 22.7998 | 3.3208 | SEB | 26.7 | 10923 | 1350 | DEP | Not provided | G0430 | Not provided | 27.838933793 | -80.51144907
2854 | CIRL | Brevard County | N/A | BC-10 | Micco B | Not provided. | Dry Detention Pond | Canceled | N/A | N/A | 40.5099 | 6.0097 | SEB | N/A | Not provided | Not provided | Not provided | Not provided | Not provided | Not provided | 27.863370623 | -80.494327022
2023 | BACH | ECUA | N/A | ECUA-013 | Lift Station Upgrades | Main St. relocation to Cantonment. Lift Station 121 upgrade in BMAP Area. | FIB- Sanitary Sewer | Completed | Not provided | Prior to 2011 | N/A | N/A | Basinwide | N/A | Not provided | N/A | ECUA | Not provided | Not provided | Not provided | 30.399627 | -87.248207
2024 | BACH | ECUA | N/A | ECUA-012 | Emergency Power Generator Program | Emergency power generator program. | FIB- Sanitary Sewer | Ongoing | Not provided | N/A | N/A | N/A | Basinwide | N/A | N/A | Not provided | ECUA | Not provided | Not provided | Not provided | 30.399627 | -87.248207
2025 | BACH | ECUA | N/A | ECUA-011 | SSO Response Plan | SSO response plan. | FIB- Sanitary Sewer | Ongoing | Not provided | N/A | N/A | N/A | Basinwide | N/A | N/A | Not provided | ECUA | Not provided | Not provided | Not provided | 30.399627 | -87.248207
2026 | BACH | ECUA | N/A | ECUA-010 | I&I Program | Rehabilitation of defective sanitary sewer to reduce Inflow and Infiltration of Stormwater into the Sanitary Sewer, which reduces SSOs. | FIB- Sanitary Sewer | Ongoing | Not provided | N/A | N/A | N/A | Basinwide | N/A | N/A | Not provided | ECUA | Not provided | Not provided | Not provided | 30.399627 | -87.248207
2027 | BACH | Escambia County | N/A | Escambia County-065 | Neighborhood Clean Sweeps/Cleanups | Neighborhood clean sweeps/cleanups. | FIB- Stormwater | Ongoing | Not provided | N/A | N/A | N/A | Basinwide | N/A | 50000 | Not provided | Not provided | Not provided | Not provided | N/A | 30.40904 | -87.26994
2028 | BACH | ECHD | N/A | ECHD-019 | ECHD Research Program | Funded a portion of the research and manpower for a study with University of West Florida (UWF) to develop a method to distinguish human from nonhuman sources of pollution. Several avenues have been and are currently being explored. | FIB- Sanitary Sewer | Completed | 2000 | Prior to 2011 | N/A | N/A | Basinwide | N/A | Not provided | N/A | ECHD | ECHD - $720,604 | Not provided | Not provided | 30.405816 | -87.281058
2029 | BACH | Escambia County | N/A | Escambia County-028 | Stormwater FIB Pond Inspection and Maintenance Program | Inspection and maintenance of more than 49 stormwater ponds. | FIB- Stormwater | Ongoing | Not provided | N/A | N/A | N/A | Basinwide | N/A | N/A | 51000 | Escambia County | Escambia County - $51,000 | N/A | N/A | 30.40361 | -87.28719
2030 | BACH | Escambia County | N/A | Escambia County and USN-038 | Corry Station Retrofit Projects (Jones Creek West) | Construction of new stormwater infrastructure on NAS property designed to provide treatment for more than 100 acres of previously developed areas, which include mixture of institutional, commercial, and residential land uses. | FIB- Stormwater | Canceled | Not provided | TBD | N/A | N/A | 846A | 100 | 500000 | Not provided | Not provided | Not provided | Not provided | N/A | 30.39754 | -87.29554
2031 | BACH | Escambia County | N/A | Escambia County and USN-037 | Jackson's Branch Headwater Restoration | Construction of new stormwater infrastructure on NAS property designed to provide treatment for more than 200 acres of previously developed areas, which include mixture of institutional, commercial, and residential land uses. | FIB- Stormwater | Canceled | Not provided | TBD | N/A | N/A | 846B | 200 | 500000 | Not provided | Not provided | Not provided | Not provided | N/A | 30.40921 | -87.2844
2863 | CIRL | City of West Melbourne | N/A | WM-11 | Crystal Lakes | Not provided. | Wet Detention Pond | Completed | Not provided | 2009 | 10.651 | 6.9402 | A | 91 | Not provided | Not provided | Not provided | Not provided | N/A | Not provided | 28.055020294 | -80.676332728
2864 | CIRL | City of Fellsmere | N/A | F-15 | Micro system basins | Construct micro system basins for stormwater treatment. | BMP Treatment Train | Planned | Not provided | TBD | TBD | TBD | SEB | TBD | 1000000 | TBD | City/ Grants | TBD | N/A | Not provided | Not provided | Not provided
2865 | CIRL | City of Fellsmere | Fellsmere WCD | F-05 | Grace Meadows Subdivision | Not provided. | Wet Detention Pond | Completed | Not provided | 2009 | 3.6 | 1.6 | SEB | 18.3 | Not provided | Not provided | Not provided | Not provided | N/A | Not provided | 27.777144626 | -80.586607848
2866 | CIRL | City of Fellsmere | N/A | F-13 | Additional Regional Treatment | Lake or treatment train system (additional 40 acres required). | Wet Detention Pond | Planned | Not provided | TBD | TBD | TBD | SEB | 220 | 2080000 | 50000 | City/ Grants | TBD | N/A | Not provided | 27.766609 | -80.603075
2867 | CIRL | City of Fellsmere | N/A | F-12 | Stormwater Greenway | Convert unused rights-of-way into stormwater greenways. | Bioswales | Planned | Not provided | TBD | TBD | TBD | SEB | 220 | 1750000 | 30000 | City/ Grants | TBD | N/A | Not provided | 27.764784 | -80.600958
2482 | BIRL | City of Cape Canaveral | FDOT | CC-26 | International Drive | Wet detention pond as part of SR A1A Streetscape Project. | Wet Detention Pond | Planned | 2021 | 2022 | TBD | TBD | B | 93.9218 | 708450 | 2500 | FDOT | FDOT - $708,450 | N/A | N/A | 28.388860537 | -80.601234441
2483 | BIRL | City of Cape Canaveral | Brevard County/ SOIRL | CC-25 | Cape Shores Swales (3 count) | Swale with biosorption activated media (BAM). | BMP Treatment Train | Canceled | 2018 | N/A | N/A | N/A | N/A | N/A | N/A | N/A | N/A | N/A | N/A | N/A | N/A | N/A
2484 | BIRL | City of Cape Canaveral | Brevard County/ SOIRL | CC-24 | Carver Cove Swale | Swale with biosorption activated media (BAM). | BMP Treatment Train | Canceled | 2018 | 2021 | N/A | N/A | N/A | N/A | 20340 | 1000 | City/ County | N/A | N/A | N/A | N/A | N/A
2047 | BACH | BCA | Marina Owner | BCA-046 | Clean Marina - Clean Boatyard | Clean Marina Clean Boatyard – Pensacola Shipyard. | FIB- Stormwater | Completed | Not provided | Prior to 2011 | N/A | N/A | 846C | N/A | Not provided | Not provided | Marina Owner | Not provided | Not provided | Not provided | Not provided | Not provided
2967 | CIRL | City of Palm Bay | N/A | PB-16 | Street Sweeping | Not provided. | Street Sweeping | Ongoing | Not provided | N/A | 57 | 36 | A | N/A | 8900 | Not provided | Not provided | Not provided | N/A | Not provided | Not provided | Not provided
2968 | CIRL | City of Palm Bay | N/A | PB-15 | Basin 3 Main Street Improvements Channel Alignment | Treatment train with PB-14. | BMP Treatment Train | Completed | Not provided | 2010 | 1604.1442 | 231.0168 | A | 358.6 | 403561 | Not provided | Not provided | Not provided | N/A | Not provided | 28.042954363 | -80.590084672
2969 | CIRL | City of Palm Bay | N/A | PB-14 | Basin 3 Main Street Parking Lot | Treatment train with PB-15. | Pervious Pavement Systems | Completed | Not provided | 2008 | 1427.6758 | 205.6032 | A | 346.0507 | 4845 | Not provided | Not provided | Not provided | N/A | Not provided | 28.042954363 | -80.590084672
2970 | CIRL | City of Palm Bay | N/A | PB-09 | Basin 1 Drainage Improvements Phase 1 (East of US 1) | Not provided. | Wet Detention Pond | Completed | Not provided | 2007 | 109.6134 | 9.5358 | A | 136.54 | 22247 | Not provided | Not provided | Not provided | N/A | Not provided | 28.059331032 | -80.597035009
2971 | CIRL | City of Palm Bay | N/A | PB-28 | Vance Circle-Drainage Improvements | Not provided. | Catch Basin Inserts/Inlet Filter Cleanout | Canceled | N/A | N/A | N/A | N/A | A | N/A | N/A | N/A | N/A | N/A | N/A | Not provided | N/A | N/A
2972 | CIRL | City of Palm Bay | DEP | PB-29 | Basin 1 Drainage Improvements Phase 1 | Baffle box, modular wetlands, and upward filter. | BMP Treatment Train | Completed | Not provided | 2017 | Not provided | Not provided | A | 175.0182 | 250000 | Not provided | DEP | DEP - $250,000 | S0876 | Not provided | 28.059331032 | -80.597035009
2973 | CIRL | City of Melbourne | SOIRL | MEL-08 | Penwood Septic to Sewer Conversion | Providing for 12 lots (4 existing and 8 proposed) to be converted to municipal sewer. | Wastewater Service Area Expansion | Underway | 2018 | 2024 | TBD | TBD | A | TBD | 60000 | TBD | City/ SOIRL | $40,632 | N/A | Not provided | 28.0751 | -80.6349
2974 | CIRL | City of Melbourne | N/A | MEL-07 | Melbourne Avenue Existing Baffle Box Upgrade | Upgrade existing 1st generation baffle boxes to 2nd generation baffle boxes with BAM. | Baffle Boxes- Second Generation with Media | Completed | 2016 | 2016 | TBD | TBD | A | 12.9 | 12000 | Not provided | City | City - $12,000 | N/A | Not provided | 28.0785 | -80.6012
2686 | CIRL | FDOT District 5 | N/A | FDOTD5-04 | D5_70012-3503-02 (Missing from model) | Pond WRA 2. | Wet Detention Pond | Completed | 2012 | Prior to 2013 | 0 | 0 | A | 9.1 | Not provided | Not provided | Florida Legislature | Not provided | N/A | Not provided | 28.007952 | -80.619892
2687 | CIRL | FDOT District 5 | N/A | FDOTD5-03 | D5_70012-3503-01 (Missing from model) | Pond WRA 1. | Wet Detention Pond | Completed | 2012 | Prior to 2013 | 164.5617 | 0.24018 | A | 21.7 | Not provided | Not provided | Florida Legislature | Not provided | N/A | Not provided | 28.001035 | -80.618482
2688 | CIRL | City of West Melbourne | N/A | WM-12 | Orange View Drive | Not provided. | Baffle Boxes- Second Generation | Completed | Not provided | 2014 | 90.2865 | 10.7194 | A | 49.1 | Not provided | Not provided | Not provided | Not provided | N/A | Not provided | 28.082585237 | -80.66208803
2689 | CIRL | FDOT District 5 | N/A | FDOTD5-01 | D5_70010-3528-01 | Pond A. | Wet Detention Pond | Completed | 2003 | 2002 | 0.65968 | 0.10564 | A | 15.6 | Not provided | Not provided | Not provided | Not provided | N/A | Not provided | 28.059631 | -80.590402
2690 | CIRL | FDOT District 5 | N/A | FDOTD5-12 | D5_70220-3429-04 (Missing from model) | Pond D is now Pond 2A under 241221-2 (10/09). Project canceled. Start date prior to 2000. BMP is accounted for in new model. | Wet Detention Pond | Canceled | 1995 | Prior to 2013 | N/A | N/A | A | 21.7 | Not provided | Not provided | Florida Legislature | Not provided | N/A | Not provided | 28.034243 | -80.654663
2691 | CIRL | FDOT District 4 | N/A | FDOT4-35 | FM# 431152-1 | US-1 lateral ditch restoration. | On-line Retention BMPs | Completed | 2015 | 2016 | TBD | TBD | B | TBD | Not provided | Not provided | Florida Legislature | Not provided | N/A | Not provided | 27.726269 | -80.421495
1739 | LSJT | City of Jacksonville | FDOT | COJ-303 | Tributary Cleanup and Search for Illicit Connections | Promote community awareness of the waterbodies’ health, organize annual community Cleanups, and inspect for illicit connections. This will occur in 10 WBIDs over the next 5 years. | FIB- Trash Cleanup of Impaired Waterbody | Ongoing | Not provided | N/A | N/A | N/A | Lower Trout River (2015-2017)/ Sherman Creek (2015-2017)/ Fishing Creek (2015-2017)/ Pottsburg Creek (2015-2017)/ Cormorant Creek (2016/ 2017)/ McCoys (2015-2017/ monthly)/ Hopkins Creek (2015-2017)/ Craig Creek (2017)/ Moncrief Creek (2017) | N/A | N/A | Not provided | COJ | Not provided | Not provided | Not provided | 30.3615976653 | -81.5820721716
1740 | LSJT | City of Jacksonville Beach | N/A | JB-006 | SSO Investigations | Improve Arden Way sewer system. | FIB- Sanitary Sewer | Completed | Not provided | Prior to 2010 | N/A | N/A | Hopkins Creek | N/A | 342000 | N/A | Jacksonville Beach | Not provided | Not provided | Not provided | 30.3032995047139 | -81.4115311614906
1741 | LSJT | City of Jacksonville | N/A | COJ-305 | Walk the WBID Follow-up | Address any action items identified as a result of the Phase 2 Walk the WBID. | FIB- Source Identification Activities | Completed | Not provided | 2015 | N/A | N/A | BMAP II Basinwide | N/A | Not provided | N/A | COJ | Not provided | Not provided | Not provided | 30.3615976653 | -81.5820721716
1742 | LSJT | City of Jacksonville | N/A | COJ-306 | Work Type: Flooding | CARE response and proactive roadway/building flooding and general drainage problems. | FIB- Stormwater | Ongoing | Not provided | 2016 | N/A | N/A | BMAP II Basinwide | Not provided | Not provided | Not provided | COJ | Not provided | Not provided | Not provided | 30.3615976653 | -81.5820721716
1743 | LSJT | City of Jacksonville | N/A | COJ-307 | Work Type: Structure Cleaning | CARE response and proactive MS4 maintenance work orders. | FIB- Stormwater | Ongoing | Not provided | N/A | N/A | N/A | BMAP II Basinwide | N/A | 109487 | Not provided | COJ | Not provided | Not provided | Not provided | 30.3615976653 | -81.5820721716
1744 | LSJT | City of Jacksonville Beach | N/A | JB-001 | Septic Tank Phaseout | Phaseout Section "A"–16th St. North to 20th St. North to 8th Avenue North to 12th Avenue North. | FIB- OSTDS | Completed | Not provided | Prior to 2010 | N/A | N/A | Hopkins Creek | N/A | 337730 | N/A | Jacksonville Beach | Not provided | Not provided | Not provided | 30.2972722141677 | -81.4087151631583
1745 | LSJT | City of Jacksonville Beach | N/A | JB-002 | Sewer System Inspection | Clean existing sanitary sewer system. | FIB- Sanitary Sewer | Completed | Not provided | Prior to 2010 | N/A | N/A | Hopkins Creek | N/A | 26000 | N/A | Jacksonville Beach | Not provided | Not provided | Not provided | 30.2984776696387 | -81.4017540139447
1746 | LSJT | City of Jacksonville Beach | N/A | JB-003 | Sewer Manhole Inspection and Rehabilitation | Rehabilitate existing sewer manholes. | FIB- Sanitary Sewer | Completed | Not provided | Prior to 2010 | N/A | N/A | Hopkins Creek | N/A | 55757 | N/A | Jacksonville Beach | Not provided | Not provided | Not provided | 30.2984776696387 | -81.4017540139447
1747 | LSJT | City of Jacksonville Beach | N/A | JB-004 | Sewer Pump Station Wetwells Inspections and Rehabilitation | Rehabilitate interior surface of existing sewer lift station wet wells with coating system. | FIB- Sanitary Sewer | Completed | Not provided | Prior to 2010 | N/A | N/A | Hopkins Creek | N/A | 34707 | N/A | Jacksonville Beach | Not provided | Not provided | Not provided | 30.2984776696387 | -81.4017540139447
2462 | BIRL | Cape Canaveral Air Force Station | N/A | CCAFS-09 | Public Education | Three outreach events were held that removed 30 tons of debris through beach cleanups. | Enhanced Public Education | Completed | 2017 | 2017 | N/A | N/A | A | N/A | N/A | N/A | USAF | N/A | N/A | N/A | 28.48766 | -80.573324
2463 | BIRL | Cape Canaveral Air Force Station | N/A | CCAFS-10 | Wetlands as Filters | Station has many canals and functional culvert openings that allow connection with the Banana River Lagoon at an estimated 11 surface acres: 65 surface acres of the Army wharf that connect with the Atlantic Ocean, and 106 surface acres of the Trident whar | Natural Wetlands as Filters | Canceled | N/A | N/A | N/A | N/A | N/A | N/A | N/A | N/A | N/A | N/A | N/A | N/A | N/A | N/A
2464 | BIRL | City of Cape Canaveral | SJRWMD | CC-01 | Holman Road Baffle Box | First generation baffle box installation near Holman Road outfall. | Baffle Boxes- First Generation | Completed | 2005 | 2006 | 1.6497 | 1.2769 | B | 32.8211 | 75000 | 1200 | SJRWMD/ City | SJRWMD - $45,000/ City - $30,000 | NF025 | N/A | 28.374936104 | -80.606346869
2465 | BIRL | City of Cape Canaveral | SJRWMD | CC-02 | Center Street Baffle Box | First generation baffle box installation near Center Street outfall. | Baffle Boxes- First Generation | Completed | 2005 | 2006 | 4.5486 | 3.2915 | B | 96.2315 | 75000 | 1200 | SJRWMD/ City | SJRWMD - $45,000/ City - $30,000 | NF025 | N/A | 28.382044117 | -80.603857374
2466 | BIRL | City of Cape Canaveral | SJRWMD | CC-03 | International Drive Baffle Box | First generation baffle box installation near International Drive outfall. | Baffle Boxes- First Generation | Completed | 2005 | 2006 | 8.6102 | 6.4443 | B | 181.0013 | 75000 | 1200 | SJRWMD/ City | SJRWMD - $45,000/ City - $30,000 | NF025 | N/A | 28.388185699 | -80.60286185
2467 | BIRL | City of Cape Canaveral | SJRWMD | CC-04 | Angel Isles Baffle Box | First generation baffle box installation near Angel Isles outfall. | Baffle Boxes- First Generation | Completed | 2005 | 2006 | 1.5074 | 1.0208 | B | 40.0239 | 75000 | 1200 | SJRWMD/ City | SJRWMD - $45,000/ City - $30,000 | NF025 | N/A | 28.396123025 | -80.615634071
2468 | BIRL | City of Cape Canaveral | N/A | CC-05 | WWTP Baffle Box | First generation baffle box installation at WWTP. | Baffle Boxes- First Generation | Completed | 2003 | 2004 | 0.38266 | 0.247 | B | 11.6258 | 15000 | 1200 | City | City - $15,000 | N/A | N/A | 28.392499133 | -80.617712101
2469 | BIRL | City of Cape Canaveral | SJRWMD | CC-06 | West Central Boulevard Baffle Box | First generation baffle box installation at West Central Boulevard outfall to Central Ditch. | Baffle Boxes- First Generation | Completed | 2004 | 2005 | 12.4026 | 9.1458 | B | 273.0267 | 75000 | 1200 | SJRWMD/ City | SJRWMD - $45,000/ City - $30,000 | N/A | N/A | 28.397196161 | -80.60145487
2470 | BIRL | City of Cape Canaveral | DEP | CC-07 | Central Ditch Baffle Box (3 count) | Second generation baffle box installations (3) in northern portion of Central Ditch. | Baffle Boxes- Second Generation | Completed | 2008 | 2009 | 175.7113 | 22.3601 | B | 119.1307 | 443003 | 3600 | City/ DEP | DEP - $263,402/ City - $179,601 | G0136 | N/A | 28.400711539 | -80.607057218
2471 | BIRL | City of Cape Canaveral | N/A | CC-08 | Street Sweeping | Sweeping of streets/pedways. | Street Sweeping | Ongoing | 2002 | N/A | 353.0616 | 226.0882 | B | N/A | 12322 | N/A | City | City - $12,322 | N/A | N/A | 28.39264399 | -80.60676607
2472 | BIRL | City of Cape Canaveral | SJRWMD | CC-19 | Reclaimed Water Tank | Reclaimed water system improvements (2.5 million gallon reclaimed water tank). | WWTF Upgrade | Completed | 2014 | 2016 | 2151 | 158 | B | N/A | 3030000 | 10000 | SJRWMD/ City | SJRWMD - $75,000/ City - $2,955,000 | WW050500 | 28253 | 28.392468693 | -80.617801922
2817 | CIRL | City of West Melbourne | N/A | WM-22 | Inlet Cleaning | Not provided. | BMP Cleanout | Ongoing | Not provided | N/A | 20 | 2 | A | Not provided | Not provided | Not provided | Not provided | Not provided | N/A | Not provided | 28.068813 | -80.674808
3315 | STLU | Town of Sewall's Point | N/A | SP-08 | India Lucie | Installation of retrofit of weir/ retention area with 2 baffle boxes in old subdivision without retention to directly discharge to Indian River. | Wet Detention Pond | Completed | Not provided | 2003 | 4.5 | 1.5 | Primary BMAP Area | 31.1 | Not provided | N/A | Martin County | Not provided | N/A | Not provided | 27.205972 | -80.206193
3316 | STLU | Martin County | N/A | MC-19 | Baffle Box and Structure Cleanout | Not provided. | Catch Basin Inserts/Inlet Filter Cleanout | Ongoing | Not provided | N/A | 397 | 161 | Primary BMAP Area | N/A | Not provided | Not provided | N/A | N/A | N/A | Not provided | 27.149542 | -80.291847
3317 | STLU | Martin County | N/A | MC-18 | Street Sweeping | Not provided. | Street Sweeping | Ongoing | Not provided | N/A | 108 | 69 | Primary BMAP Area | N/A | Not provided | Not provided | N/A | N/A | N/A | Not provided | 27.149542 | -80.291847
3318 | STLU | Martin County | SFWMD | MC-17 | Danforth Creek – Phase 1 | 8.1 acre wet detention pond with littoral plantings and control structure. | Regional Stormwater Treatment | Completed | Not provided | 2014 | 6132.3 | 2266 | Primary BMAP Area | 2459.3 | 1869255 | Not provided | SFWMD | $1,035,515 | N/A | Not provided | 27.155045226 | -80.307623927
5054 | WEEK | Pasco County | N/A | PC-04 | Public Education Activities | Adopted fertilizer ordinance; website, brochures, public service announcements, etc. | Education Efforts | Ongoing | 2013 | N/A | 296 | N/A | Pasco County | N/A | Not provided | Not provided | Pasco County | Not provided | N/A | Not provided | Not provided | Not provided
5055 | WEEK | Pasco County | N/A | PC-05 | Pet Waste Ordinance | Pasco County staff intend to present the Board of County Commissioners a pet waste ordinance for adoption. | Education Efforts | Planned | 2019 | 2022 | TBD | N/A | Pasco County | N/A | TBD | TBD | Pasco County | TBD | N/A | Not provided | Not provided | Not provided
5056 | WEEK | Pasco County | DEP/ SWFWMD | PC-06 | Heritage Pines Reclaimed Water Service | Provide reclaimed water to 1,300 homes for residential irrigation. | WWTF Diversion to Reuse | Completed | 2013 | 2016 | Not provided | N/A | Pasco County | Not provided | 1266600 | Not provided | DEP/ SWFWMD/ County | DEP - $300,000/ SWFWMD - $333,300/ County - $633,300 | S0816 | Not provided | Not provided | Not provided
5057 | WEEK | FDACS | Agricultural Producers | FDACS-01 | BMP Implementation and Verification - Farm Fertilizer | Enrollment and verification of farm fertilizer BMPs by agricultural producers. Reductions based on efficiencies referenced in the BMAP and 100% NOI enrollment of unenrolled acres. | Agricultural BMPs | Underway | Not provided | TBD | 16702 | N/A | Basinwide | 36111 | TBD | Not provided | TBD | TBD | N/A | Not provided | Not provided | Not provided
3545 | OKEE | Orange County | N/A | OC-52 | Boggy Creek B-14 Pipeline (Segment B) | Replace structures and failing 60-inch corrugated metal pipe. | Stormwater System Rehabilitation | Completed | 2016 | 2016 | N/A | N/A | Upper Kissimmee | N/A | 172840 | N/A | Orange County | $172,840 | N/A | N/A | Not provided | Not provided
3554 | OKEE | Orange County | Not provided | OC-22 | Randolph (Hansel) Avenue Pond | Retrofit of wet detention pond - increased residence time, pond depth. | Wet Detention Pond | Completed | 2019 | 2019 | 0.1 | 0 | Upper Kissimmee | Not provided | Not provided | Not provided | Orange County Public Works/ Lake Conway Taxing District (MSTU) | Not provided | Not provided | N/A | Not provided | Not provided
2907 | BIRL | Patrick Air Force Base | Not provided | PAFB-08 | Demo AFTEC Bldg. | Demolition/ loss of impervious area. | Land use change | Completed | 2016 | 2016 | TBD | TBD | B | N/A | N/A | N/A | N/A | N/A | N/A | N/A | Not provided | Not provided
2908 | BIRL | Patrick Air Force Base | Not provided | PAFB-07 | Street Sweeping | Removed 8.5 tons of sediment and disposed of it at a landfill. | Street Sweeping | Ongoing | 2016 | N/A | 11 | 7 | B | N/A | N/A | 119000 | USAF | N/A | N/A | N/A | 28.23232 | -80.606035
2330 | CALO | City of Cape Coral | N/A | CC-12 | Weir #6 Elevation/ Basin 12 | Installed riser on weir in freshwater canal system to provide additional retention volume in canals. | Control Structure | Completed | Not provided | Prior to 2012 | N/A | N/A | Tidal Caloosahatchee | 932 | Not provided | Not provided | City | Not provided | N/A | N/A | Not provided | Not provided
2339 | CALO | City of Cape Coral | N/A | CC-04 | SW - 2 Swale/ Inlet Replacement | Installed raised inlets to provide additional water quality in roadside swales. | Grass Swales with Swale Blocks or Raised Culverts | Completed | Not provided | Prior to 2012 | 0 | N/A | Tidal Caloosahatchee | Not provided | Not provided | Not provided | City | Not provided | N/A | N/A | Not provided | Not provided
2340 | CALO | Lee County | DEP | LC-40 | Sunniland/Nine Mile Run Drainage Improvements | Replacement of failing water control structures (WCS) and reconnection of flow-ways to Hickory Swamp and Buckingham Trails Preserve. | Hydrologic Restoration | Planned | 2021 | 2021 | TBD | TBD | Tidal Caloosahatchee | TBD | 2000000 | TBD | County/ DEP | $300,000 | LP3602B | N/A | 26.658217 | -81.744166
2341 | EWCO | City of Bonita Springs | DEP/ SFWMD | BS-09 | Felts Avenue Bio-Reactor Project | Utilize woodchips in an anaerobic environment to strip nitrogen from incoming stormwater. The 40-acre watershed will be treated on a 2-acre site on Felts Ave. | BMP Treatment Train | Completed | 2017 | 2017 | TBD | TBD | Imperial River | 40 | 623389 | Not provided | DEP/ SFWMD/ City | Not provided | SO772 | Not provided | 26.3381634055 | -81.7772784692
2342 | EWCO | Lee County | City of Bonita Springs | IR-LC-06 | Pine Lake Preserve Rehydration Project | Joint project with Bonita Springs that will rehydrate and reestablish hydraulic connectivity between the Imperial River and the undisturbed CREW wetlands which lay to the east of the preserve on the Corkscrew Swamp. | Hydrologic Restoration | Underway | 2017 | 2022 | TBD | TBD | Imperial River | 173 | 900000 | TBD | County/ City of Bonita Springs | TBD | N/A | N/A | 26.34288154 | -81.7409264
2343 | CALO | FDOT District 1 | N/A | FDOT-03 | Existing Stormwater Dry Ponds | Dry detention pond; Facility ID = 12060-3530-02. | Dry Detention Pond | Completed | 1996 | Prior to 2012 | 3.7319 | TBD | Tidal Caloosahatchee | 2 | Not provided | Not provided | Florida Legislature | Not provided | N/A | N/A | 26.681789792 | -81.901230369
1734 | LSJT | City of Jacksonville | N/A | COJ-298 | Contractor Pond Maintenance | Vegetation management and remove litter. | FIB- Stormwater | Ongoing | Not provided | N/A | N/A | N/A | BMAP II Basinwide | N/A | 219835 | N/A | COJ | Not provided | Not provided | Not provided | 30.3615976653 | -81.5820721716
1735 | LSJT | City of Jacksonville | FDOT | COJ-299 | Participate in TAT Calls and Efforts | Continue participation in the TAT coordination calls and other TAT efforts. | FIB- Source Identification Activities | Ongoing | Not provided | N/A | N/A | N/A | BMAP II Basinwide | N/A | N/A | Not provided | COJ | Not provided | Not provided | Not provided | 30.3615976653 | -81.5820721716
1708 | LSJT | FDOT District 2 | N/A | FDOT-005 | DCP Program | Connecting entity must certify that all discharges to FDOT MS4 are treated prior to connection. | FIB- Stormwater | Ongoing | Not provided | N/A | N/A | N/A | Hogan Creek/ Butcher Pen Creek/ Miller Creek/ Miramar Creek/ Big Fishweir Creek/ Deer Creek/ Terrapin Creek/ Goodbys Creek/ Open Creek | N/A | N/A | 27151 | Florida Legislature | Not provided | Not provided | Not provided | 30.342427249 | -81.6370475704
1709 | LSJT | City of Jacksonville Beach | DEP | JB-017 | Flood Control Capital Project | Improve stormwater system at North 2nd St. between 6th Avenue North to 13th Avenue North. | FIB- Stormwater | Completed | Not provided | Prior to 2010 | N/A | N/A | Hopkins Creek | Not provided | 350000 | N/A | Jacksonville Beach/ EPA Grant | Not provided | Not provided | Not provided | 30.2982041566023 | -81.3926304638118
1718 | LSJT | City of Jacksonville Beach | N/A | JB-016 | Flood Control Capital Project | Improve stormwater system at 1st St. North and 18th Avenue North; stormwater piping. | FIB- Stormwater | Completed | Not provided | Prior to 2010 | N/A | N/A | Hopkins Creek | Not provided | 128817 | N/A | Jacksonville Beach | Not provided | Not provided | Not provided | 30.3061339492588 | -81.3930949307377
1719 | LSJT | City of Jacksonville Beach | N/A | JB-005 | Sewer Pump Station Inspection and Maintenance | Improve sewer lift station No. 10. | FIB- Sanitary Sewer | Completed | Not provided | Prior to 2010 | N/A | N/A | Hopkins Creek | N/A | 736481 | N/A | Jacksonville Beach | Not provided | Not provided | Not provided | 30.2906214850838 | -81.4052320557013
1720 | LSJT | City of Jacksonville Beach | N/A | JB-018 | Flood Control Capital Project | Improve stormwater system at 11th Avenue North–new stormwater pump station, new drainage system piping, new drainage structures. | FIB- Stormwater | Completed | Not provided | Prior to 2010 | N/A | N/A | Hopkins Creek | Not provided | 450000 | N/A | Jacksonville Beach | Not provided | Not provided | Not provided | 30.2981624664134 | -81.4049522183021
1721 | LSJT | City of Jacksonville Beach | N/A | JB-019 | Flood Control Capital Project | Improve stormwater system at 11th St. North; swale grading, impervious parking. | FIB- Stormwater | Completed | Not provided | Prior to 2010 | N/A | N/A | Hopkins Creek | Not provided | 670000 | N/A | Jacksonville Beach | Not provided | Not provided | Not provided | 30.2905222395327 | -81.401137907875
1722 | LSJT | City of Jacksonville Beach | SJRWMD | JB-020 | Flood Control Capital Project | Improve retention pond and infrastructure at Jacksonville Beach Golf Course; pond construction associated with construction of the 2nd St. North stormwater improvement project. | FIB- Stormwater | Completed | Not provided | Prior to 2010 | N/A | N/A | Hopkins Creek | Not provided | 645754 | N/A | Jacksonville Beach/ SJRWMD Grant | Not provided | Not provided | Not provided | Incompatible Point | Incompatible Point
1723 | LSJT | City of Jacksonville Beach | N/A | JB-021 | Flood Control Capital Project | Improve paving, drainage, water and sewer in downtown development area. | FIB- Stormwater | Completed | Not provided | Prior to 2010 | N/A | N/A | Hopkins Creek | Not provided | 6831192 | N/A | Jacksonville Beach | Not provided | Not provided | Not provided | 30.2916291341427 | -81.3901355887654
1724 | LSJT | City of Jacksonville Beach | N/A | JB-022 | Flood Control Capital Project | Implement project at 19th St. North at 2nd Ave. North. | FIB- Stormwater | Completed | Not provided | Prior to 2010 | N/A | N/A | Hopkins Creek | Not provided | 25000 | N/A | Jacksonville Beach | Not provided | Not provided | Not provided | Incompatible Point | Incompatible Point
1725 | LSJT | City of Jacksonville Beach | N/A | JB-023 | Flood Control Capital Project | Implement project at 19th St. North between 2nd Ave. North and 5th Avenue North. | FIB- Stormwater | Completed | Not provided | Prior to 2010 | N/A | N/A | Hopkins Creek | Not provided | 7000 | N/A | Jacksonville Beach | Not provided | Not provided | Not provided | Incompatible Point | Incompatible Point
1726 | LSJT | City of Jacksonville Beach | N/A | JB-024 | Flood Control Capital Project | Implement project at easement west of Penman Rd. from 6th Avenue North to 16th St. North. | FIB- Stormwater | Completed | Not provided | Prior to 2010 | N/A | N/A | Hopkins Creek | Not provided | 45000 | N/A | Jacksonville Beach | Not provided | Not provided | Not provided | 30.2943793507538 | -81.406819696608
2457 | BIRL | Brevard County | DEP | BC-08 | West Scots | Upgrading a 1st generation to a 2nd generation baffle box by adding the nutrient separating screen. | Baffle Boxes- Second Generation | Completed | 2008 | 2013 | 14.424 | 1.683 | B | 9.7 | 41000 | 1500 | DEP | DEP - $41,000 | G0268 | N/A | 28.395735001 | -80.675039192
2458 | CIRL | City of Vero Beach | N/A | VB-03 | Greytwig Baffle Box | Includes ESI Ecovault® with a debris collection screen and baffle. | Baffle Boxes- Second Generation | Completed | Not provided | 2011 | 51.3341 | 6.127 | B | 9.8 | 75000 | 1000 | COVB | Not provided | N/A | Not provided | 27.659492568 | -80.366304101
2414 | BIRL | Kennedy Space Center | N/A | KSC-05 | Spacecraft Assembly Encapsulation Facility 2 M7-1210 | Demolition of facility and associated impervious surface replaced with grass and natural vegetation. | Land Use Change | Completed | Not provided | 2014 | TBD | TBD | A | 1.2 | N/A | N/A | N/A | N/A | N/A | Not provided | 28.511894903 | -80.642047073
2415 | BIRL | Kennedy Space Center | N/A | KSC-04 | Vertical Processing Facility M7-1469 | Demolition of facility and associated impervious surface replaced with grass and natural vegetation. | Land Use Change | Completed | Not provided | 2014 | TBD | TBD | A | 2.3 | N/A | N/A | N/A | N/A | N/A | Not provided | 28.508650345 | -80.634729016
2416 | BIRL | FDOT District 5 | N/A | FDOT-10 | FM: 237453 D5_70008-3507-01 | Pond 1. Project canceled. Start date prior to 2000. BMP is accounted for in new model. | Wet Detention Pond | Canceled | 1997 | Prior to 2013 | N/A | N/A | B | 8.7 | Not provided | Not provided | Florida Legislature | Not provided | N/A | N/A | 28.155845348 | -80.600218485
2417 | BIRL | Kennedy Space Center | N/A | KSC-02 | KSC Citrus Grove Termination Jerome Rd. East | Previous Citrus Grove lease termination allows termination of fertilizer use and irrigation. | Land Use Change | Completed | Not provided | 2014 | TBD | TBD | A | 49.4 | N/A | N/A | N/A | N/A | N/A | Not provided | 28.490173966 | -80.652097165
2418 | BIRL | FDOT District 5 | N/A | FDOT-04 | FM: 237139 D5_70120-3518-01 | Pond 7. | Wet Detention Pond | Completed | 2000 | 2013 | 34.5512 | 4.6233 | B | 4.7 | Not provided | Not provided | Florida Legislature | Not provided | N/A | N/A | 28.138561571 | -80.59435647
2419 | BIRL | FDOT District 5 | N/A | FDOT-16 | Fertilizer Cessation | Fertilizer cessation. | Fertilizer Cessation | Completed | 2016 | 2005 | 1544 | 56 | B | N/A | Not provided | Not provided | Florida Legislature | Not provided | N/A | N/A | 28.357481 | -80.655681
2420 | BIRL | FDOT District 5 | N/A | FDOT-15 | Education Efforts | Pamphlets, illicit discharge program. | Education Efforts | Ongoing | 2004 | N/A | 42.18 | 5.84 | B | N/A | Not provided | Not provided | Florida Legislature | Not provided | N/A | N/A | 28.357481 | -80.655681
2421 | BIRL | FDOT District 5 | N/A | FDOT-14 | Street Sweeping | Street sweeping. | Street Sweeping | Ongoing | 2015 | N/A | 354 | 193 | B | N/A | Not provided | Not provided | Florida Legislature | Not provided | N/A | N/A | 28.357481 | -80.655681
2422 | BIRL | FDOT District 5 | N/A | FDOT-13 | FM: 422691-01 D5_422691-01 | French drains. | On-line Retention BMPs | Completed | 2007 | 2013 | 11.661 | 1.6154 | B | 1.3 | Not provided | Not provided | Florida Legislature | Not provided | N/A | N/A | 28.322654245 | -80.60988657
2423 | BIRL | FDOT District 5 | N/A | FDOT-11 | FM: 237453 D5_70008-3507-02 | Pond 2. Project canceled. Start date prior to 2000. BMP is accounted for in new model. | Wet Detention Pond | Canceled | 1997 | Prior to 2013 | N/A | N/A | B | 10.7 | Not provided | Not provided | Florida Legislature | Not provided | N/A | N/A | 28.1614625 | -80.603783045
2424 | BIRL | FDOT District 5 | N/A | FDOT-09 | FM: 237482 D5_70060-3533-01 | French drains. Project canceled. Start date prior to 2000. BMP is accounted for in new model. | On-line Retention BMPs | Canceled | 1995 | Prior to 2013 | N/A | N/A | B | 0.4 | Not provided | Not provided | Florida Legislature | Not provided | N/A | N/A | 28.268580856 | -80.60623711
2425 | BIRL | FDOT District 5 | N/A | FDOT-08 | FM: 237447 D5_70008-3505-04 | French drains. Project canceled. Start date prior to 2000. BMP is accounted for in new model. | On-line Retention BMPs | Canceled | 1995 | Prior to 2013 | N/A | N/A | B | 3.8 | Not provided | Not provided | Florida Legislature | Not provided | N/A | N/A | 28.149061915 | -80.59951008
2426 | BIRL | Kennedy Space Center | N/A | KSC-14 | VAB South Wetland Treatment System | VAB South stormwater treatment system and Wetland treats south east VAB area and associated supporting facilities, permit 71538. | Constructed Wetland Treatment | Completed | Not provided | 2014 | 372.0446 | 87.8074 | A | 188.5 | Not provided | Not provided | Not provided | Not provided | N/A | Not provided | 28.580586845 | -80.648960028
2427 | BIRL | FDOT District 5 | N/A | FDOT-07 | FM: 237447 D5_70008-3505-03 | Pond 3. Project canceled. Start date prior to 2000. BMP is accounted for in new model. | On-line Retention BMPs | Canceled | 1995 | Prior to 2013 | N/A | N/A | B | 2.8 | Not provided | Not provided | Florida Legislature | Not provided | N/A | N/A | 28.144496085 | -80.59876182
2428 | BIRL | Brevard County | DEP | BC-09 | Johns Circle | Upgrading a 1st generation to a 2nd generation baffle box by adding the nutrient separating screen. | Baffle Boxes- Second Generation | Completed | 2008 | 2013 | 28.252 | 3.2862 | B | 19.5 | 31000 | 1500 | DEP | DEP - $31,000 | G0268 | N/A | 28.400693465 | -80.67377191
2429 | BIRL | FDOT District 5 | N/A | FDOT-06 | FM: 237447 D5_70008-3505-02 | Pond 2. Project canceled. Start date prior to 2000. BMP is accounted for in new model. | Wet Detention Pond | Canceled | 1995 | Prior to 2013 | N/A | N/A | B | 3.4 | Not provided | Not provided | Florida Legislature | Not provided | N/A | N/A | 28.140075393 | -80.598741003
2430 | BIRL | FDOT District 5 | N/A | FDOT-05 | FM: 237454 D5_70100-3553-01 | French drains. Project canceled. Start date prior to 2000. BMP is accounted for in new model. | On-line Retention BMPs | Canceled | 1997 | Prior to 2013 | N/A | N/A | B | 5 | Not provided | Not provided | Florida Legislature | Not provided | N/A | N/A | 28.357415015 | -80.663853301
2975 | CIRL | City of Palm Bay | N/A | PB-24 | Port Malabar Inlet Inserts | Not provided. | Catch Basin Inserts/Inlet Filter Cleanout | Completed | Not provided | 2010 | Not provided | Not provided | A | 29.2521 | 19518 | Not provided | Not provided | Not provided | N/A | Not provided | 28.016775856 | -80.591938214
2976 | CIRL | City of Palm Bay | N/A | PB-25 | Kent Street Baffle Box | Not provided. | Baffle Boxes- First Generation | Completed | Not provided | 2009 | 1.0641 | 0.7129 | A | 20.77 | 50000 | Not provided | Not provided | Not provided | N/A | Not provided | 28.007081998 | -80.611988174
2545 | BIRL | Brevard County | DEP | BC-04 | Hampton North (Riverside) | Upgrading a 1st generation to a 2nd generation baffle box by adding the nutrient separating screen. | Baffle Boxes- Second Generation | Completed | 2008 | 2013 | 25.017 | 2.9961 | B | 15.3 | 27000 | 1500 | DEP | DEP - $27,000 | G0268 | N/A | 28.367684982 | -80.691698221
2546 | BIRL | Brevard County | DEP | BC-24 | Merritt Ridge Pond 3A | Installation of floating vegetation islands to remove nitrogen from an existing wet detention pond. | Floating Islands/ Managed Aquatic Plant Systems (MAPS) | Completed | 2013 | Prior to 2013 | 99.6728 | 14.7487 | B | 84.4 | 114914 | 25091 | DEP | DEP - $114,914 | G0430 | N/A | 28.35197855 | -80.693876961
2547 | BIRL | Brevard County | SJRWMD/ Environmentally Endangered Lands (EELS) | BC-02 | Pine Island Phase I and II | Regional Stormwater Management System includes two wet ponds (80-acres & 23 acres) with gravity flow and pump station. | Regional Stormwater Treatment | Completed | 2010 | 2015 | 108.8452 | 101.1678 | A | 15.3 | 3140824 | 19235 | EPA/ DEP TMDL | $1,677,079 | G0288/ G0344 | N/A | 28.456019706 | -80.676694311
2548 | BIRL | Brevard County | Satellite Beach | BC-25 | Cassia Phase 3 | Landscape buffer/ drainage swale along the adjoining roadway. Improvements include the construction of a dry detention area within an existing ditch and construction of roadside swales in the location of the existing bike/ pedestrian lane. | On-line Retention BMPs | Completed | Not provided | 2013 | 943.3552 | 131.243 | B | 18.4 | 100000 | Not provided | DEP/ Satellite Beach/ Brevard County | Not provided | N/A | Not provided | 28.171860794 | -80.597645739
3555 | OKEE | Orange County | N/A | OC-10 | Lake Anderson CIB | Curb or grate inlet filter baskets (11) to collect 3,364 lbs/yr of material. | Catch Basin Inserts/Inlet Filter Cleanout | Canceled | 2011 | N/A | N/A | N/A | Upper Kissimmee | N/A | 10000 | 1280 | Lake Anderson MSTU | N/A | N/A | N/A | N/A | N/A
3556 | OKEE | Orange County | N/A | OC-11 | Lake Holden CIB | Curb or grate inlet filter baskets (115) to collect 27,602 lbs/yr of material. | Catch Basin Inserts/Inlet Filter Cleanout | Completed | 2008 | Prior to 2014 | 6.2 | 6.1 | Upper Kissimmee | 72 | 41000 | 13386 | Lake Holden Taxing District (MSTU) | Not provided | N/A | N/A | 28.5017059498 | -81.3978997898
3557 | OKEE | Orange County | N/A | OC-12 | Lake Jessamine CIB | Curb or grate inlet filter baskets (92) to collect 13,025 lbs/yr of material. | Catch Basin Inserts/Inlet Filter Cleanout | Completed | 2008 | Prior to 2014 | 2.9 | 2.9 | Upper Kissimmee | 63 | 110000 | 10708 | Lake Jessamine Taxing District (MSTU) | Not provided | N/A | N/A | 28.4727220001 | -81.3962873604
3997 | SILV | City of Ocala | N/A | S116 | Sanitary Sewer Smoke Testing, Televising, and Lining Program | Smoke testing and inspection of existing sanitary sewer system. | Sanitary Sewer and Wastewater Treatment Facility (WWTF) Maintenance | Underway | 2015 | 2022 | N/A | N/A | Rainbow Springs Basin/ Silver Springs PFA | N/A | 3000000 | N/A | City of Ocala | Not provided | N/A | Not provided | TBD | TBD
3998 | SILV | Villages Center CDD | N/A | S044 | LSSA WWTP Reuse | Public access reuse system provides reclaimed water for irrigation of golf courses. | WWTF Diversion to Reuse | Completed | 1997 | 2012 | N/A | N/A | Silver Springs Basin | N/A | Not provided | Not provided | Village Center CDD | Not provided | N/A | N/A | 28.953934 | -81.984057
3999 | SILV | FDOT District 5 | N/A | S053 | SR40 Stormwater Pump Station Operation and Maintenance | O&M of the pump station and collection system constructed as part of the Marion County portion of the Silver/Springs River Pollution Reduction Project. Activities include servicing and repair of the pump station. | Regional Stormwater Treatment | Completed | 2010 | 2010 | 38 | 33.3 | Silver Springs Basin | 42.6 | 595927 | Not provided | Florida Legislature | Not provided | N/A | Not provided | 29.219105 | -82.043279
3707 | OKEE | FDOT District 5 | N/A | FDOT5-23 | 410732-B State Road 400 Swales | Add lanes and reconstruct. | Grass swales without swale blocks or raised culverts | Completed | Not provided | 2010 | 0.7 | 0.3 | Upper Kissimmee | 32.2 | Not provided | Not provided | Florida Legislature | Not provided | N/A | N/A | 28.4353914418 | -81.4740100254
3708 | OKEE | FDOT District 5 | N/A | FDOT5-24 | Street Sweeping | Monthly street sweeping. | Street Sweeping | Ongoing | Not provided | N/A | 421 | 368 | Upper Kissimmee | N/A | Not provided | Not provided | Florida Legislature | Not provided | N/A | N/A | Not provided | Not provided
3709 | OKEE | FDOT District 5 | N/A | FDOT5-25 | Education and Outreach | Funding for Orange County Water Atlas website, and illicit discharge inspection and training program. | Education Efforts | Ongoing | Not provided | N/A | 67.8 | 19.5 | Upper Kissimmee | N/A | Not provided | Not provided | Florida Legislature | Not provided | N/A | N/A | Not provided | Not provided
3710 | OKEE | FDOT District 5 | N/A | FDOT5-26 | 2396831 Pond 6 (SR 500 widening from Eastern Ave. to Nova Road) | Add lanes and reconstruct. | Wet Detention Pond | Completed | Not provided | 2017 | 65.5 | 11.7 | Upper Kissimmee | 19.13 | Not provided | Not provided | Florida Legislature | Not provided | N/A | N/A | Not provided | Not provided
3711 | OKEE | FDOT District 5 | N/A | FDOT5-27 | 2396831 Pond 7 (SR 500 widening from Eastern Ave. to Nova Road) | Add lanes and reconstruct. | Wet Detention Pond | Completed | Not provided | 2017 | 79.3 | 6.9 | Upper Kissimmee | 23.19 | Not provided | Not provided | Florida Legislature | Not provided | N/A | N/A | Not provided | Not provided
2032 | BACH | Escambia County | Florida Legislature/ U.S. Navy | Escambia County and USN-036 | Corry Station Runway Surface Restoration | Remove five acres of impervious surface, provide new stormwater treatment for runoff; concrete material will be available as base substrate for offshore fishery habitat improvements, oyster reefs, shoreline stabilization, and restoration projects. | FIB- Stormwater | Canceled | Not provided | N/A | N/A | N/A | 846A | Not provided | 80000 | Not provided | FCT Grant | Not provided | Not provided | N/A | 30.39948 | -87.29477
2033 | BACH | Escambia County | U.S. Navy | Escambia County and USN-035 | Corry Station Retrofit Projects (Jones Creek East) | Construction of new stormwater infrastructure on NAS property designed to provide treatment for more than 100 acres of previously developed areas, which include mixture of institutional, commercial, and residential land uses. | FIB- Stormwater | Canceled | Not provided | TBD | N/A | N/A | 846A | Not provided | 500000 | Not provided | Not provided | Not provided | Not provided | N/A | 30.39958 | -87.28037
2034 | BACH | Escambia County | N/A | Escambia County-034 | Stormwater Outfall Monitoring | Sample as part of ongoing monitoring efforts for stormwater facilities located in the bayou. | FIB- Stormwater | Ongoing | Not provided | N/A | N/A | N/A | Basinwide | N/A | N/A | Not provided | Not provided | Not provided | Not provided | N/A | 30.40449 | -87.2684
2035 | BACH | USACE | NWFWMD | NWFWMD & USACE-033 | Bayou Chico Dredging | Dredge entrance to Bayou Chico channel. | FIB- Stormwater | Completed | Not provided | Prior to 2011 | N/A | N/A | Multiple | N/A | Not provided | N/A | USACE/ NWFWMD | Not provided | Not provided | Not provided | Not provided | Not provided
2045 | BACH | BCA | N/A | BCA-044 | Aeration Systems in Tributary (Jones Creek) | Install aeration systems to break down waste and allow aerobic activity and bacterial digestion. | FIB- Stormwater | Underway | Not provided | TBD | N/A | N/A | 846C | N/A | Not provided | Not provided | BCA | Not provided | Not provided | Not provided | Not provided | Not provided
2046 | BACH | BCA | N/A | BCA-045 | Floating Islands | Promote use of BioHaven® to enhance wetland functions and improve water quality. | FIB- Stormwater | Underway | Not provided | TBD | N/A | N/A | 846C | Not provided | Not provided | Not provided | BCA | Not provided | Not provided | Not provided | Not provided | Not provided
2096 | SAFE | City of Lake City | SRWMD | LC-03 | Reclaimed Water System Upgrade - Phase I | Upgrade existing system to allow reclaimed water to be used by local golf course and farmer. Noted as canceled in 2018 by SRWMD. | WWTF Diversion to Reuse | Planned | 2021 | 2022 | N/A | N/A | Columbia County | TBD | 1086340 | Not provided | City/ SRWMD | City - $86,340/ DEP - $1,000,000 | N/A | Not provided | 30.130065 | -82.680215
2097 | SAFE | City of Lake City | DEP/ SRWMD/ Columbia County | LC-02 | Ichetucknee Springshed Water Quality Improvement Project | Convert effluent disposal system into 120 acres of constructed wetlands that provide 1.58 mgd of recharge water to aquifer and reduce nitrogen loads from WWTP by 85 %. Reduction estimated load to land surface of 77,000 lb-N/yr. | Constructed Wetland Treatment | Completed | 2014 | 2016 | 27720 | N/A | Columbia County | 120 | 5005175 | Not provided | City/ DEP/ SRWMD/ Columbia County | City - $200,000/ DEP - $3,900,000/ SRWMD - $805,175/ County - $100,000 | S0675 | Not provided | Not provided | Not provided
2098 | SAFE | GRU | SRWMD | GRU-02 | Oakmont Reclaimed Water Main Extension | Provide reclaimed water to irrigate 136 residential properties and 3 acres of common area. | WWTF Diversion to Reuse | Canceled | N/A | N/A | N/A | N/A | Alachua County | N/A | N/A | N/A | N/A | N/A | N/A | N/A | N/A | N/A
2099 | SAFE | GRU | SRWMD | GRU-03 | Oakmont Recharge Wetland | Construct a recharge wetland in an existing stormwater retention basin that will reduce nutrients while recharging aquifer. Canceled in 2019. Scope has changed - GRU looking into feasibility of new project for a large constructed infiltrating wetland. | Constructed Wetland Treatment | Canceled | N/A | N/A | N/A | N/A | Alachua County | N/A | N/A | N/A | N/A | N/A | N/A | N/A | N/A | N/A
2100 | SAFE | SRWMD | DEP/ Local Governments | SRWMD-01 | Suwannee River Surface Water Improvement Management (SWIM) Plan | Implementation and periodic review and update of the Suwannee River SWIM Plan which includes the Santa Fe River and Ichetucknee River. | Study | Completed | 2015 | 2017 | N/A | N/A | Basinwide | N/A | 238563 | N/A | NFWF/ SRWMD | NFWF - $138,563 | N/A | 15/16-052 | 29.9072 | -82.4723
2101 | SAFE | SRWMD | DEP/ Dairy Producers | SRWMD-02 | Improved Nutrient Application Practices in Dairy Operations - Phase 2 | To date, 9 agreements with dairies to install screen separators to reduce wastewater solids. 1 agreement with a dairy in the Santa Fe Basin. DEP has allocated $2,120,000 for districtwide program. Load reduction to land estimate of 1,485 lb-N/yr. | Agricultural BMPs | Underway | 2015 | TBD | 200.475 | N/A | Basinwide | N/A | 838245.29 | N/A | DEP | DEP - $2,120,000 | S0905 | 15/16-057 | 29.9072 | -82.4723
2102 | SAFE | SRWMD | DEP/ Dairy Producers | SRWMD-03 | Dairy Wastewater System Improvement | Cost-share projects with dairies to invest in advanced treatment technologies (bioreactors), additional wastewater storage, and advanced manure solid separation. Canceled because project location was determined to be outside the basin. | Dairy Remediation | Canceled | 2016 | N/A | N/A | N/A | N/A | N/A | N/A | N/A | N/A | N/A | N/A | N/A | N/A | N/A
2103 | SAFE | SRWMD | DEP/ Agricultural Producers/ Local Governments/ Landowners/ Private Companies | SRWMD-05 | Sustainable Suwannee Springs Agriculture Pilot Program - Low Input Agriculture | Operators submit proposals for less intensive cropping, changing the type, or changing fallow or native landscape land use for a certain amount of time or a permanent conservation easement. Load reduction to land estimate of 187,500 lb-N/yr. | Agricultural BMPs | Underway | 2016 | 2026 | 33750 | N/A | Basinwide | N/A | 2500000 | N/A | DEP | $2,500,000 | LP61038 | 17/18-190 | 29.9072 | -82.4723
2473 | BIRL | City of Cape Canaveral | N/A | CC-10 | Education Efforts | FYN (Blue Life); landscape, irrigation, fertilizer, and pet waste ordinances; public service announcements (PSAs); pamphlets; website; Illicit Discharge Program. | Education Efforts | Ongoing | 2013 | N/A | 534.9 | 85.14 | B | N/A | 3100 | 500 | City | City - $3,100 | N/A | N/A | 28.39264399 | -80.60676607
2474 | BIRL | Cape Canaveral Air Force Station | N/A | CCAFS-07 | Invasive Vegetation Management | Enhancement to wetlands at CCAFS occurs through invasive vegetation management including annual exotic vegetation removal. | Exotic Vegetation Removal | Underway | 2017 | TBD | N/A | N/A | A | N/A | N/A | N/A | USAF | N/A | N/A | N/A | 28.48766 | -80.573324
2475 | BIRL | City of Cocoa Beach | Florida Community Trust | CB-01 | Maritime Hammock Preserve Alum Pond | Wet detention pond with alum. | Stormwater - Alum Injection System | Completed | 2007 | 2008 | 766.5903 | 216.9055 | B | 154.7893 | 960000 | 20000 | Florida Community Trust | $960,000 | N/A | Not provided | 28.333858856 | -80.609583692
2812 | CIRL | Melbourne Tillman WCD | N/A | MT-11 | Harvesting | Hydrilla harvesting. | Aquatic Vegetation Harvesting | Completed | Not provided | 2016 | Not provided | Not provided | A | 79.55 | Not provided | Not provided | Not provided | Not provided | N/A | Not provided | Not provided | Not provided
2813 | CIRL | Melbourne Tillman WCD | N/A | MT-10 | C-84 | Not provided. | Stormwater - Biological/ Bacteria Treatment | Completed | Not provided | 2016 | Not provided | Not provided | A | 152 | Not provided | Not provided | Not provided | Not provided | N/A | Not provided | Not provided | Not provided
2814 | CIRL | Melbourne Tillman WCD | N/A | MT-09 | C-62 | Woodchip logs. | Turbidity Reducing Polymers (e.g., Floc logs ®) | Completed | Not provided | 2016 | Not provided | Not provided | A | 120 | Not provided | Not provided | Not provided | Not provided | N/A | Not provided | Not provided | Not provided
2815 | CIRL | Melbourne Tillman WCD | N/A | MT-08 | C-47 | Not provided. | Stormwater - Biological/ Bacteria Treatment | Completed | Not provided | 2016 | Not provided | Not provided | A | 480 | Not provided | Not provided | Not provided | Not provided | N/A | Not provided | Not provided | Not provided
2816 | CIRL | Melbourne Tillman WCD | N/A | MT-07 | C-49 Pond | Not provided. | Stormwater - Biological/ Bacteria Treatment | Completed | Not provided | 2016 | Not provided | Not provided | A | 238 | Not provided | Not provided | Not provided | Not provided | N/A | Not provided | Not provided | Not provided
2790 | NIRL | Brevard County | N/A | BC-009 | Twin Lakes South | Construction of a baffle box. | Baffle Boxes- First Generation | Completed | 2013 | 2014 | 0.36242 | 0.23567 | B | 8.5 | 20082 | Not provided | Not provided | Not provided | N/A | Not provided | 28.4119087868403 | -80.7519535776597
2791 | NIRL | Brevard County | N/A | BC-008 | Twin Lakes North | Construction of a baffle box. | Baffle Boxes- First Generation | Completed | 2013 | 2014 | 0.32374 | 0.20986 | B | 7.7 | Not provided | Not provided | Not provided | Not provided | N/A | Not provided | 28.4128064458657 | -80.7520253074758
979 | HILL | EPCHC | Not provided | EPCHC-005 | Bacterial Contamination Complaint Response to HCHD | Bacterial contamination complaints received by EPCHC possibly caused by septic system failure; complaints forwarded to HCHD for follow-up. | FIB- OSTDS | Ongoing | Not provided | N/A | N/A | N/A | Blackwater Creek | N/A | Not provided | Not provided | Not provided | Not provided | Not provided | Not provided | Not provided | Not provided
980 | HILL | EPCHC | N/A | EPCHC-006 | Evaluation of Progress Towards Water Quality Improvements | Annual application of “decision matrix” using monitoring data to assess progress toward water quality improvements in Blackwater Creek and suggested actions if trends in statistical evaluation do not show improvement in water quality. | FIB- Source Identification Activities | Ongoing | 2009 | N/A | N/A | N/A | Blackwater Creek/ Lower Hillsborough River/ New River/ Spartman Branch/ Baker Creek/ Flint Creek | N/A | N/A | Not provided | EPCHC | Not provided | Not provided | Not provided | Not provided | Not provided
981 | HILL | EPCHC | DEP/ City of Tampa | EPCHC-007 | Tracking of City of Tampa Consent Order | Track progress of City of Tampa consent order addressing SSOs and other problems with sanitary sewer collection system; target completion date is 2012. Consent Order completed 4/16/13. | FIB- Sanitary Sewer | Ongoing | Not provided | N/A | N/A | N/A | Lower Hillsborough River | N/A | N/A | 1750 | EPCHC | Not provided | Not provided | Not provided | Not provided | Not provided
982 | HILL | EPCHC | Not provided | EPCHC-008 | Bacterial Contamination Complaint Response to HCHD | Bacterial contamination complaints received by EPCHC possibly caused by septic system failure; complaints forwarded to HCHD for follow-up. | FIB- OSTDS | Ongoing | Not provided | N/A | N/A | N/A | Lower Hillsborough River/ Spartman Branch/ Baker Creek/ Flint Creek | N/A | Not provided | Not provided | Not provided | Not provided | Not provided | Not provided | Not provided | Not provided
983 | HILL | FDOT District 7 | N/A | FDOT-001 | IDDE Training | Mandatory IDDE training for FDOT staff and contractors. | FIB- Stormwater | Ongoing | 2014 | N/A | N/A | N/A | Hillsborough River Basin | N/A | Not provided | Not provided | Florida Legislature | Not provided | Not provided | Not provided | Not provided | Not provided
984 | HILL | EPCHC | Hillsborough County/ SWFWMD | EPCHC-010 | Fecal Coliform Monitoring– Hillsborough County | Water quality monitoring program which includes monthly sampling for enterococci and fecal coliform at 38 locations in the Hillsborough River Basin. EPCHC also collects bacteria samples from 30 major and minor tributaries (11 monthly and 19 quarterly). | FIB- Source Identification Activities | Ongoing | 1980 | N/A | N/A | N/A | Spartman Branch/ Baker Creek/ Flint Creek | N/A | N/A | 4563 | Hillsborough County | Not provided | Not provided | Not provided | Not provided | Not provided
985 | HILL | Hillsborough County | Not provided | HC-018 | Sharon Drive Stormceptor™ | Sharon Drive Stormceptor™. | FIB- Stormwater | Completed | Not provided | 2002 | N/A | N/A | Lower Hillsborough River | Not provided | 112000 | Not provided | Not provided | Not provided | Not provided | Not provided | Not provided | Not provided
986 | HILL | FDACS | N/A | FDACS-001 | Source Identification Follow Up | Assist DEP in following up on source identification results that indicate an agricultural source. | FIB- Source Identification Activities | Completed | 2009 | 2015 | N/A | N/A | Hillsborough River Basin | N/A | N/A | N/A | TBD | TBD | N/A | Not provided | Not provided | Not provided
987 | HILL | FDACS | Agricultural Producers | FDACS-002 | BMP Implementation and Verification | Enrollment and verification of livestock waste BMPs by agricultural producers. Acres Treated based on FDACS December 2020 NOI Enrollment and FSAID VII. Reductions based on efficiencies referenced in the BMAP and 100% NOI Enrollment. | Agricultural BMPs | Ongoing | N/A | N/A | N/A | N/A | Hillsborough River Basin | 10775.3458 | N/A | N/A | FDACS | TBD | N/A | Not provided | 28.078259 | -82.272787
988 | HILL | FDOH | N/A | FDOH-001 | Source Identification Follow Up | Assist DEP in following up on source identification results that indicate a human source. | FIB- Source Identification Activities | Ongoing | 2009 | N/A | N/A | N/A | Hillsborough River Basin | N/A | Not provided | Not provided | FDOH | Not provided | Not provided | Not provided | Not provided | Not provided
989 | HILL | FDOH | BMAP Stakeholders | FDOH-002 | Participate in Hillsborough Tributaries BMAP Monitoring Team (HTBMT) Calls and Efforts | Continue participation in HTBMT coordination calls and other HTBMT efforts. | FIB- Source Identification Activities | Ongoing | 2009 | N/A | N/A | N/A | Hillsborough River Basin | N/A | Not provided | Not provided | FDOH | Not provided | Not provided | Not provided | Not provided | Not provided
990 | HILL | FDOH | N/A | FDOH-003 | Florida Water Management Inventory | Identify the drinking water source and wastewater treatment method for all built parcels in the BMAP study area. Reporting will consist of GIS maps and summary tables. | FIB- Source Identification Activities | Ongoing | 2016 | N/A | N/A | N/A | Hillsborough River Basin | N/A | 50000 | N/A | FDOH | Not provided | Not provided | Not provided | Not provided | Not provided
991 | HILL | FDOH | Not provided | FDOH-004 | High-Probability Areas Map for Septic System Failure | Areas of high probability for septic system failure were mapped throughout Hillsborough River Basin, not including City of Tampa wastewater or City of Plant City wastewater service areas. | FIB- OSTDS | Completed | Not provided | 2007 | N/A | N/A | Blackwater Creek/ Lower Hillsborough River/ New River/ Spartman Branch/ Baker Creek/ Flint Creek | N/A | 1250 | N/A | Not provided | Not provided | Not provided | Not provided | Not provided | Not provided
992 | HILL | FDOH | Not provided | FDOH-005 | Septic System 200-foot Setback | Consists of ongoing enforcement. HCHD OSTDS Program has enforced state law on Hillsborough River since late 1980s. Any waivers were made by City of Tampa Water Department. | FIB- OSTDS | Ongoing | 1980 | N/A | N/A | N/A | Blackwater Creek/ Spartman Branch/ Baker Creek/ Flint Creek | N/A | N/A | 2000 | Not provided | Not provided | Not provided | Not provided | Not provided | Not provided
1032 | HILL | Pasco County | N/A | PASCO-006 | Assistance with Sample Analysis | Carry out BMAP monitoring for fecal coliform, with adjustments made as needed, and follow up on high counts per HTBMT protocol. | FIB- Source Identification Activities | Ongoing | 2009 | N/A | N/A | N/A | Pasco County | N/A | Not provided | Not provided | Pasco County | Not provided | N/A | Not provided | Not provided | Not provided
1033 | HILL | Pasco County | N/A | PASCO-007 | MS4 Permit Implementation | Continue proactive IDDE Program and respond to citizen complaints regarding potential illicit connections. Continue ongoing public education efforts. | FIB- Stormwater | Ongoing | Not provided | N/A | N/A | N/A | Pasco County | N/A | Not provided | Not provided | Pasco County | Not provided | N/A | Not provided | Not provided | Not provided
1034 | HILL | Pasco County | N/A | PASCO-008 | Walk the WBID Follow Up | Address any action items identified as a result of the 2014 Walk the WBID. | FIB- Source Identification Activities | Completed | 2014 | 2015 | N/A | N/A | Pasco County | N/A | Not provided | Not provided | Pasco County | Not provided | N/A | Not provided | Not provided | Not provided
1035 | HILL | Polk County | N/A | POLK-001 | Polk County Land Development Regulations | Surface Water Protection Ordinance. Development within 200 feet ordinary high water line enhanced septic drain field requirements. Vegetative buffer to all wetland or surface waters and revegetation after construction. Canceled. Completed before TMDL POR. | FIB- OSTDS | Canceled | 2000 | N/A | N/A | N/A | Blackwater Creek | N/A | N/A | N/A | Polk County | N/A | N/A | Not provided | 28.086464 | -82.024711
1036 | HILL | Hillsborough County | Not provided | HC-017 | Curiosity Creek Phase III | Curiosity Creek Phase III. | FIB- Stormwater | Completed | Not provided | 2004 | N/A | N/A | Lower Hillsborough River | Not provided | 567000 | Not provided | Not provided | Not provided | Not provided | Not provided | Not provided | Not provided
1037 | HILL | Hillsborough County | Not provided | HC-026 | Valrico Forest Subdivision Pond | Construct 10-acre retention pond. | FIB- Stormwater | Completed | Not provided | 2010 | N/A | N/A | Spartman Branch/ Baker Creek/ Flint Creek | Not provided | 607000 | Not provided | CIP/ CIT Funds | CIP/ CIT Funds - $607,000 | N/A | Not provided | Not provided | Not provided
1038 | HILL | City of Plant City | SWFWMD/ Hillsborough County/ DEP | CPC-002 | McIntosh Park Water Quality/ Wetland Enhancement | Wetland creation and enhanced stormwater treatment using alum. Project resulted in calculated TN load reduction of 2,702, lbs/yr. | FIB- Stormwater | Completed | 2000 | 2002 | N/A | N/A | Blackwater Creek | 5600 | 3824564 | N/A | EPA/ Project Partners | N/A | N/A | N/A | 28.138225 | -82.118971
1039 | HILL | EPCHC | N/A | EPCHC-001 | Private Pump Station Identification and Compliance Program | Identify private pump stations in cities of Tampa, Plant City, and Temple Terrace. Establish compliance inspection program to reduce number of SSOs from private pump stations. | FIB- Sanitary Sewer | Planned | 2005 | TBD | N/A | N/A | Blackwater Creek/ Lower Hillsborough River/ New River/ Spartman Branch/ Baker Creek/ Flint Creek | N/A | N/A | 22200 | EPCHC | Not provided | Not provided | Not provided | Not provided | Not provided
1040 | HILL | City of Plant City | N/A | CPC-008 | Plant City I&I Program | Clean, carry out video inspection of, and grout sanitary sewer lines and manholes. | FIB- Sanitary Sewer | Ongoing | 1997 | N/A | N/A | N/A | Blackwater Creek/ Spartman Branch/ Baker Creek/ Flint Creek | N/A | N/A | 978000 | Utilities Revenues | N/A | N/A | N/A | 28.009707 | -82.141251
1041 | HILL | City of Plant City | FDCA | CPC-007 | Plant City Lift Station Maintenance | Annual maintenance of 44 lift stations. | FIB- Sanitary Sewer | Ongoing | 1997 | N/A | N/A | N/A | Blackwater Creek/ Spartman Branch/ Baker Creek/ Flint Creek | N/A | N/A | 500000 | Utilities Revenues | N/A | N/A | N/A | 28.009707 | -82.141251
1042 | HILL | City of Plant City | FDCA | CPC-006 | Plant City Lift Station Auxiliary Power Program | Maintain auxiliary power generators at sanitary sewer lift stations. Currently 17 of 44 stations have permanent onsite generators; 8 portable generators are also available as needed. | FIB- Sanitary Sewer | Ongoing | 1997 | N/A | N/A | N/A | Blackwater Creek/ Spartman Branch/ Baker Creek/ Flint Creek | N/A | N/A | 50000 | Utilities Revenues/ FDCA Grant | N/A | N/A | N/A | 28.009707 | -82.141251
1043 | HILL | City of Lakeland | BMAP Stakeholders | COL-001 | Participate in Hillsborough Tributaries BMAP Monitoring Team (HTBMT) Calls and Efforts | Continue participation in Hillsborough River and Tributaries Assessment Team (HRTAT) coordination calls and other related efforts. | FIB- Source Identification Activities | Ongoing | 2015 | N/A | N/A | N/A | City of Lakeland | N/A | Not provided | Not provided | City of Lakeland | Not provided | Not provided | Not provided | 28.085196 | -81.994792
1044 | HILL | City of Lakeland | N/A | COL-002 | Source Identification Follow Up | Assist DEP in following up on source identification results that indicate a human source. | FIB- Source Identification Activities | Ongoing | 2015 | N/A | N/A | N/A | City of Lakeland | N/A | Not provided | Not provided | City of Lakeland | Not provided | Not provided | Not provided | 28.085196 | -81.994792
1045 | HILL | City of Lakeland | N/A | COL-003 | Sample Analysis | Monthly monitoring of up to two stations, with adjustments made as needed, and follow up on high counts per the HRTAT protocol. Samples will be analyzed for both fecal coliform and E. coli. | FIB- Source Identification Activities | Canceled | N/A | N/A | N/A | N/A | City of Lakeland | N/A | N/A | N/A | N/A | N/A | N/A | N/A | N/A | N/A
1046 | HILL | City of Lakeland | N/A | COL-004 | Tributary Clean Up and Search for Illicit Connections | Promote community awareness of the waterbodies’ health, organize annual community clean ups, and inspect for illicit connections through proactive inspections. Provide FDACS with locations of bovine access to creeks. | FIB- Stormwater | Ongoing | 2015 | N/A | N/A | N/A | City of Lakeland | N/A | Not provided | Not provided | City of Lakeland | Not provided | Not provided | Not provided | 28.085196 | -81.994792
1047 | HILL | City of Plant City | N/A | CPC-010 | Plant City WRF Fecal Coliform Bacteria Reduction Plan | Implementation of operational protocol at city’s WRF to reduce bacteriological contamination in effluent. | FIB- Sanitary Sewer | Ongoing | 1997 | N/A | N/A | N/A | Blackwater Creek | N/A | N/A | 72000 | Utilities Revenues | N/A | N/A | N/A | 28.009707 | -82.141251
1055 | HILL | City of Tampa | N/A | COT-003 | Sample Analysis | Analyze 12 samples per year for fecal coliform. | FIB- Source Identification Activities | Ongoing | Not provided | N/A | N/A | N/A | City of Tampa | N/A | Not provided | Not provided | City of Tampa | Not provided | Not provided | Not provided | Not provided | Not provided
1056 | HILL | City of Tampa | N/A | COT-004 | Inspect and Inventory Sanitary Sewer Pop-off Sites | Update GIS layer to reflect location of all pop-offs to Lower Hillsborough River, notate which ones have been plugged, inspect plugs. | FIB- Sanitary Sewer | Ongoing | Not provided | N/A | N/A | N/A | City of Tampa | N/A | Not provided | Not provided | City of Tampa | Not provided | Not provided | Not provided | Not provided | Not provided
1057 | HILL | City of Tampa | N/A | COT-005 | Walk the WBID Follow Up | Address action items identified as a result of the 2014 Walk the WBID. | FIB- Source Identification Activities | Ongoing | 2014 | N/A | N/A | N/A | City of Tampa | N/A | Not provided | Not provided | City of Tampa | Not provided | Not provided | Not provided | Not provided | Not provided
1058 | HILL | City of Lakeland | N/A | COL-005 | Follow-up to 2014 Walk the WBID | COL staff followed up with industrial facilities to discuss stormwater pollution prevention. Annual industrial site inspections performed at 3 facilities within the basin. | FIB- Source Identification Activities | Ongoing | 2014 | N/A | N/A | N/A | City of Lakeland | N/A | Not provided | Not provided | City of Lakeland | Not provided | Not provided | Not provided | 28.080677 | -81.99713
1059 | HILL | City of Plant City | N/A | CPC-020 | Plant City Grease Management Program | Inspect, monitor, and provide education to facilities that generate cooking oil and grease to ensure BMPs are in use and that pretreatment systems are being managed properly. See CPC-09. | FIB- Sanitary Sewer | Canceled | N/A | N/A | N/A | N/A | Spartman Branch/ Baker Creek/ Flint Creek | N/A | N/A | N/A | N/A | N/A | N/A | N/A | N/A | N/A
1060 | HILL | Polk County | N/A | POLK-012 | Pet Waste Campaign Study | Provide educational materials and portable pet waste bag containers at public functions. | FIB- Stormwater | Ongoing | 2013 | N/A | N/A | N/A | Blackwater Creek | N/A | N/A | 2000 | Polk County | N/A | N/A | Not provided | 28.086464 | -82.024711
1061 | HILL | Polk County | N/A | POLK-011 | Mapping High Probability for Septic Tank Failures | Mapping high probability for septic tank failures. | FIB- OSTDS | Completed | 2014 | 2014 | N/A | N/A | Blackwater Creek | N/A | N/A | N/A | Polk County | N/A | N/A | Not provided | 28.086464 | -82.024711
1062 | HILL | Polk County | N/A | POLK-010 | Municipal Service Taxing Unit (MSTU) | Establish MSTU for stormwater tax collection. | FIB- Stormwater | Completed | 2013 | 2013 | N/A | N/A | Blackwater Creek | N/A | N/A | 1000000 | Polk County | N/A | N/A | Not provided | 28.086464 | -82.024711
1063 | HILL | Polk County | N/A | POLK-009 | Routine Maintenance Erosion Control | Routine erosion control maintenance countywide. | FIB- Stormwater | Ongoing | 2000 | N/A | N/A | N/A | Blackwater Creek | N/A | N/A | 25000 | Polk County | N/A | N/A | Not provided | 28.086464 | -82.024711
2599 | CIRL | City of Sebastian | N/A | SEB-19 | Drainage Improvements | Not provided. | BMP Treatment Train | Completed | Not provided | 2016 | TBD | TBD | SEB | 0.73 | Not provided | Not provided | Not provided | Not provided | N/A | Not provided | Not provided | Not provided
2600 | CIRL | City of Sebastian | N/A | SEB-18 | Water Quality Testing | Not provided. | Monitoring/Data Collection | Canceled | Not provided | N/A | N/A | N/A | SEB | 24 | Not provided | Not provided | Not provided | Not provided | N/A | Not provided | N/A | N/A
1908 | JESU | City of Maitland | N/A | M-21 | Minnehaha Circle Baffle Box | Construction 2nd generation baffle box. | Baffle Boxes- Second Generation | Completed | 2012 | 2014 | 0 | 0 | N/A | 7.7 | Not provided | Not provided | Not provided | Not provided | N/A | Not provided | 28.629654 | -81.354205
1909 | JESU | Orange County | N/A | OC-04 | Street Sweeping | Street sweeping for a total of 971.93 curb miles per year - 113,000 lbs/yr of material collected. | Street Sweeping | Ongoing | Not provided | N/A | 6 | 3 | N/A | 0 | N/A | N/A | N/A | N/A | N/A | N/A | Not provided | Not provided
1910 | JESU | Orange County | N/A | OC-05 | Enhanced Public Education | FYN, ordinances (landscaping, irrigation, fertilizer, pet waste), PSAs, pamphlets, presentations, website, Illicit Discharge Program. | Education Efforts | Ongoing | Not provided | N/A | 219 | 8 | N/A | 0 | Not provided | Not provided | Not provided | Not provided | Not provided | N/A | Not provided | Not provided
1911 | JESU | Orange County | N/A | OC-08 | Lake Burkett Inlet Baskets Phase I | CIB installation, operation, and maintenance - 20,000 lbs/yr collected. | Catch Basin Inserts/Inlet Filter Cleanout | Ongoing | 2013 | N/A | 1 | 1 | N/A | 130 | 41600 | 4680 | OC BOCC | Not provided | N/A | N/A | 28.610252 | -81.267528
1912 | JESU | Orange County | N/A | OC-09 | Lake Burkett Inlet Baskets Phase II | CIB installation, operation, and maintenance - 17,000 lbs/yr collected. | Catch Basin Inserts/Inlet Filter Cleanout | Canceled | Not provided | N/A | 0 | 0 | N/A | 0 | N/A | N/A | N/A | N/A | N/A | N/A | N/A | N/A
1585 | LSJT | City of Atlantic Beach | N/A | AB-090 | Pump Station Inspections and Maintenance | Inspect pump stations near surface waters to ensure they are functioning properly and report status in first annual report. | FIB- Sanitary Sewer | Completed | Not provided | Prior to 2010 | N/A | N/A | Sherman Creek | N/A | 2950 | N/A | Atlantic Beach | Not provided | Not provided | Not provided | Not provided | Not provided
1586 | LSJT | City of Atlantic Beach | N/A | AB-091 | Pump Station Inspections and Maintenance | Replace emergency generator at Mimosa Cove Lift Station, 1030 Mimosa Cove Court. | FIB- Sanitary Sewer | Completed | Not provided | Prior to 2010 | N/A | N/A | Sherman Creek | N/A | 32000 | N/A | Atlantic Beach | Not provided | Not provided | Not provided | Not provided | Not provided
1587 | LSJT | City of Atlantic Beach | N/A | AB-092 | Preventive SSO Investigations | Clean and inspect (using CCTV) effluent gravity outfall line from WWTP #1. | FIB- Sanitary Sewer | Completed | Not provided | Prior to 2010 | N/A | N/A | Sherman Creek | N/A | 3000 | N/A | Atlantic Beach | Not provided | Not provided | Not provided | Not provided | Not provided
1588 | LSJT | City of Atlantic Beach | N/A | AB-111 | Selva Tierra Ditch Improvements | Implement flood control capital project– north of Saturiba Dr., between Selva Grande and Tierra Verde. | FIB- Stormwater | Completed | Not provided | Prior to 2010 | N/A | N/A | Sherman Creek | Not provided | 25953 | Not provided | Atlantic Beach | Not provided | Not provided | Not provided | Not provided | Not provided
1589 | LSJT | City of Atlantic Beach | N/A | AB-094 | Preventive SSO Investigations | Clean and inspect (using CCTV) sewer mains in core city from east of East Coast Dr. to ocean, from Atlantic Blvd. to 16th St. | FIB- Sanitary Sewer | Completed | Not provided | Prior to 2010 | N/A | N/A | Sherman Creek | N/A | 30834 | N/A | Atlantic Beach | Not provided | Not provided | Not provided | Not provided | Not provided
1590 | LSJT | City of Atlantic Beach | DEP | AB-102 | Core City Improvements Project | Carry out water sampling and public education. | FIB- Source Identification Activities | Completed | Not provided | Prior to 2010 | N/A | N/A | Sherman Creek | N/A | 81370 | Not provided | Atlantic Beach/ DEP/ EPA | Not provided | Not provided | Not provided | Not provided | Not provided
1591 | LSJT | City of Atlantic Beach | N/A | AB-108 | County Club Lane Storm Pipe lining | Implement flood control capital project–between Johansen Park and Selva Lagoon; no septic tanks in project area. | FIB- Stormwater | Completed | Not provided | Prior to 2010 | N/A | N/A | Sherman Creek | Not provided | 83574 | Not provided | Atlantic Beach | Not provided | Not provided | Not provided | Not provided | Not provided
1592 | LSJT | City of Atlantic Beach | HUD | AB-107 | George and Dudley Drainage Improvements | Implement stormwater water quality BMPs–Dudley St. between Mayport Rd. and George St. | FIB- Stormwater | Completed | Not provided | Prior to 2010 | N/A | N/A | Sherman Creek | Not provided | 97930 | Not provided | CDBG | Not provided | Not provided | Not provided | Not provided | Not provided
1593 | LSJT | City of Atlantic Beach | N/A | AB-106 | Church Rd. Extension (now Dutton Island Rd.) | Implement flood control capital project–between George St. and Mealy St. | FIB- Stormwater | Completed | Not provided | Prior to 2010 | N/A | N/A | Sherman Creek | Not provided | 152180 | Not provided | Atlantic Beach | Not provided | Not provided | Not provided | Not provided | Not provided
1594 | LSJT | City of Atlantic Beach | N/A | AB-105 | Flood control capital projects | Implement flood control capital project–Dewees, Coquina, Shell, and Coral Drainage and Paving Project. | FIB- Stormwater | Completed | Not provided | Prior to 2010 | N/A | N/A | Sherman Creek | Not provided | 120716 | Not provided | Atlantic Beach | Not provided | Not provided | Not provided | Not provided | Not provided
1595 | LSJT | City of Atlantic Beach | N/A | AB-093 | Preventive SSO Investigations | Clean and inspect (using CCTV) sewer mains at State Rd. A1A and Wonderwood Rd. | FIB- Sanitary Sewer | Completed | Not provided | Prior to 2010 | N/A | N/A | Sherman Creek | N/A | 1200 | N/A | Atlantic Beach | Not provided | Not provided | Not provided | Not provided | Not provided
1596 | LSJT | City of Atlantic Beach | N/A | AB-103 | Levy Rd. Improvements Project | Implement flood control capital project–Levy Rd. between Mayport Rd. and Orchid St. | FIB- Stormwater | Completed | Not provided | Prior to 2010 | N/A | N/A | Sherman Creek | Not provided | 300284 | Not provided | Atlantic Beach | Not provided | Not provided | Not provided | Not provided | Not provided
1597 | LSJT | City of Jacksonville | N/A | COJ-131 | Work Type: Flooding | CARE response and proactive roadway/building flooding and general drainage problems. | FIB- Stormwater | Completed | Not provided | 2016 | N/A | N/A | BMAP I Basinwide | Not provided | N/A | Not provided | COJ | Not provided | Not provided | Not provided | 30.3615976653 | -81.5820721716
1598 | LSJT | City of Atlantic Beach | DEP | AB-101 | Core City Improvements Project | Implement flood control capital project and stormwater water quality BMPs–area bounded by Sherry Dr. and East Coast Dr., 1st St. and 12th St. | FIB- Stormwater | Completed | Not provided | Prior to 2010 | N/A | N/A | Sherman Creek | N/A | 4784008 | Not provided | Atlantic Beach/ DEP/ EPA | Not provided | Not provided | Not provided | Not provided | Not provided
1616 | LSJT | Naval Station Mayport | N/A | NSM-012 | Debris Removal | Remove trash and debris from grounds. | FIB- Stormwater | Ongoing | Not provided | N/A | N/A | N/A | Sherman Creek | N/A | N/A | Not provided | NS Mayport | Not provided | Not provided | Not provided | 30.3807968 | -81.4130873
1617 | LSJT | Naval Station Mayport | N/A | NSM-013 | IDDE | Systematically survey for and eliminate illicit connections/discharges to stormwater system. | FIB- Stormwater | Ongoing | Not provided | N/A | N/A | N/A | Sherman Creek | N/A | N/A | Not provided | NS Mayport | Not provided | Not provided | Not provided | 30.3807968 | -81.4130873
1618 | LSJT | Naval Station Mayport | N/A | NSM-014 | Stormwater Public Education and Outreach Efforts | Publish quarterly articles in NS Mayport Facebook page and housing newsletter; publish resident brochure. | FIB- Stormwater | Ongoing | Not provided | N/A | N/A | N/A | Sherman Creek | N/A | N/A | Not provided | NS Mayport | Not provided | Not provided | Not provided | 30.3807968 | -81.4130873
2692 | CIRL | FDOT District 4 | City of Vero Beach | FDOT4-34 | FM# 403596-1: SR 60 Resurfacing (25th and Royal Palm outfall) - Baffle Boxes # 1 and # 2. | Combined with FDOT4-33. | Baffle Boxes- Second Generation | Completed | 2007 | 2008 | N/A | N/A | B | 50.97 | Not provided | Not provided | Florida Legislature | Not provided | N/A | Not provided | 27.643783354 | -80.385791392
2693 | CIRL | FDOT District 4 | City of Vero Beach | FDOT4-33 | FM# 403596-1: SR 60 Resurfacing (25th and Royal Palm outfall) - Baffle Boxes # 1 and # 2. | Resurfacing SR 60 from 21st Ave to Mockingbird Drive (25th Street and Royal Palm outfall) - Baffle Boxes #1 and #2. | Baffle Boxes- Second Generation | Completed | 2007 | 2008 | 98.2599 | 12.3288 | B | 50.9654 | Not provided | Not provided | Florida Legislature | Not provided | N/A | Not provided | 27.643783354 | -80.385791392
2298 | CALO | City of Cape Coral | N/A | CC-09 | Unit 23 – SE 8th Street Drainage | Unit 23–SE 8th Street drainage. | Stormwater System Rehabilitation | Completed | Not provided | Prior to 2012 | N/A | N/A | Tidal Caloosahatchee | Not provided | Not provided | Not provided | City | Not provided | N/A | N/A | Not provided | Not provided
2299 | CALO | City of Cape Coral | N/A | CC-11 | Freshwater Canal Irrigation | Pump stormwater stored in canals into irrigation supply network. | Stormwater Reuse | Completed | Not provided | Prior to 2012 | 796 | 140.8 | Tidal Caloosahatchee | Not provided | Not provided | Not provided | City | Not provided | N/A | N/A | Not provided | Not provided
2300 | CALO | City of Cape Coral | N/A | CC-13 | Weir #1 Elevation/ Basin 15 | Installed riser on weir in freshwater canal system to provide additional retention volume in canals. | Control Structure | Completed | Not provided | Prior to 2012 | N/A | N/A | Tidal Caloosahatchee | 1314 | Not provided | Not provided | City | Not provided | N/A | N/A | Not provided | Not provided
2301 | CALO | City of Cape Coral | N/A | CC-14 | Street Sweeping | Street sweeping of downtown area, alleys, and commercial roads. | Street Sweeping | Ongoing | 2015 | N/A | 245.7507 | 140.5497 | Tidal Caloosahatchee | N/A | Not provided | 360000 | City | Not provided | N/A | N/A | Not provided | Not provided
2302 | CALO | City of Cape Coral | N/A | CC-15 | Septic to Sewer Phase Out Project | Phase out septic tanks in Southwest 6/7 area. | OSTDS Phase Out | Completed | Not provided | 2015 | 66149 | N/A | Tidal Caloosahatchee | 2560 | Not provided | Not provided | City | Not provided | N/A | N/A | Not provided | Not provided
2264 | CALO | Lee County | N/A | LC-07 | Deep Lagoon Preserve | Land purchase and conversion to conservation land use. | Land Use Change | Completed | 2012 | 2012 | 144.06 | 10.4282 | Tidal Caloosahatchee | 117 | 4475664.23 | 9915 | County | County - $4,475,664 | N/A | N/A | 26.527191 | -81.921707
2265 | CALO | Lee County | N/A | LC-28 | BMAP Plan Development – Basin Study | Basin study to identify pollutant sources and identify further actions to reach reduction goals. | Study | Completed | 2016 | 2017 | N/A | N/A | Tidal Caloosahatchee | N/A | 195831 | N/A | County | County - $195,831 | N/A | N/A | 26.652749 | -81.776875
2266 | EWCO | Lee County | N/A | HC-LC-05 | Lakes Park Littoral Zone Project | Creation of littoral shelves with native plantings for nutrient uptake. | Constructed Wetland Treatment | Completed | 2017 | 2018 | 79.3 | N/A | Hendry Creek | 39.4 | 1200000 | 29338 | County | County - $1,200,000 | N/A | N/A | 26.52899611 | -81.87968159
2267 | CALO | Lee County | N/A | LC-30 | Waterway Estates Wastewater Treatment Facility (WWTF) Closure | Closure of facility with direct discharge to Caloosahatchee. | WWTF Diversion to Reuse | Completed | 2012 | 2012 | 295.0302 | TBD | Tidal Caloosahatchee | N/A | 61565 | N/A | County | County - $61,565 | N/A | N/A | 26.6393111 | -81.90891036
2268 | CALO | Lee County | UF–IFAS Lee County Extension | LC-15 | Education Efforts | FYN; landscape, irrigation, and fertilizer ordinances; pamphlets, PSAs, website, illicit discharge program; WETPLAN. | Education Efforts | Ongoing | Prior to 2012 | N/A | 12957.4686 | 4993.8663 | Tidal Caloosahatchee | N/A | 392441 | 125000 | County | County - $12,000 | NF060 | N/A | 26.652749 | -81.776875
2137 | SAFE | Columbia County | SRWMD | CC-01 | Rum Island Park | Install new public restrooms with lift station and septic system in place of portable toilets. Install BAM to reduce nutrients around septic system. Project also involves bank restoration and dredging. | Onsite Sewage Treatment and Disposal System (OSTDS) Enhancement | Underway | 2018 | 2019 | Not provided | N/A | Columbia County | N/A | 300000 | N/A | County/ SRWMD | County - $150,000/ SRWMD - $150,000 | N/A | Not provided | Not provided | Not provided
2138 | SAFE | Management Strategies | DEP | OSTDS-01 | Enhancement of Existing OSTDS - Voluntary | Upgrade, replacement, modification, addition of effective nitrogen reducing features, initial connection to a central sewer system, or other action to reduce nutrient loading, voluntarily taken by the owner of an OSTDS within the BMAP. | Onsite Sewage Treatment and Disposal System (OSTDS) Enhancement | Underway | 2018 | N/A | TBD | N/A | Basinwide | N/A | TBD | N/A | DEP | TBD | TBD | Not provided | N/A | N/A
2139 | SAFE | Management Strategies | DEP | OSTDS-02 | Enhancement of Existing OSTDS - Required | Upgrade, replacement, modification, addition of effective nitrogen reducing features, initial connection to a central sewer system, or other action taken to comply with the OSTDS Remediation Plan for the group of systems identified for remediation. | Onsite Sewage Treatment and Disposal System (OSTDS) Enhancement | Planned | TBD | TBD | TBD | N/A | Basinwide | N/A | TBD | N/A | DEP | TBD | TBD | Not provided | N/A | N/A
1891 | JESU | FDOT District 5 | N/A | FDOT-05 | Street Sweeping | Monthly street sweeping - 48,581 cubic feet of material collected. | Street Sweeping | Ongoing | 2009 | N/A | 1166.1 | 735.6 | N/A | 0 | Not provided | Not provided | Not provided | Not provided | N/A | N/A | Not provided | Not provided
1892 | JESU | FDOT District 5 | N/A | FDOT-03 | FM: 240196-1 US 17-92 Basin C and D | Proposed widening of SR 15/600 (US 17/92) from Shepard Road to Lake Mary Blvd; drainage improvements and treatment of existing impervious area. | Dry Detention Pond | Underway | 2016 | 2020 | 54.9 | 16.5 | N/A | 47.97 | Not provided | Not provided | Florida Legislature | Not provided | N/A | N/A | 28.718852 | -81.319247
1922 | JESU | City of Lake Mary | N/A | LM-06 | Credits for Missing BMPs | BMPs missing from the model. | BMP Missing from Model | Completed | N/A | 2017 | 231 | 38.6 | N/A | N/A | N/A | N/A | N/A | N/A | N/A | N/A | 28.756944 | -81.322778
1923 | JESU | City of Maitland | N/A | M-14 | Horatio Avenue Infiltration Trench | Construct infiltration trenches. | Exfiltration Trench | Canceled | 2014 | N/A | N/A | N/A | N/A | N/A | N/A | N/A | N/A | N/A | N/A | Not provided | N/A | N/A
1924 | JESU | City of Maitland | N/A | M-16 | Street Sweeping | Street sweeping once every two weeks of 71 miles. | Street Sweeping | Ongoing | 2000 | N/A | 311 | 283 | N/A | 2898 | 100000 | 100000 | City of Maitland | $100,000 | N/A | Not provided | 28.624381 | -81.373533
1925 | JESU | City of Oviedo | DEP | OV-10 | Oviedo Regional Pond/Solary Wetland Park | Construction of 6 acre retention pond and a wetland park to receive and treat drainage from 58 acres of untreated runoff. | Regional Stormwater Treatment | Underway | 2019 | 2021 | 192 | 35 | N/A | 58 | 5979754.68 | Not provided | DEP | DEP - $500,000 | NS 061 | Not provided | 28.6730 | -81.2066
1926 | JESU | City of Altamonte Springs | N/A | A-02 | Street Sweeping | Street Sweeping of 4.4 miles, twice monthly. | Street Sweeping | Ongoing | Prior to 1999 | N/A | 35 | 11.9 | N/A | N/A | N/A | N/A | N/A | N/A | N/A | Not provided | Not provided | Not provided
1927 | JESU | City of Oviedo | Not provided | OV-08 | Inlets and Pipe Cleaning | Routine cleaning of inlets and pipes - 435 lbs/yr of material collected. | BMP Cleanout | Ongoing | Not provided | N/A | 0 | 0 | N/A | N/A | Not provided | Not provided | Not provided | Not provided | Not provided | Not provided | Not provided | Not provided
1928 | JESU | City of Orlando | N/A | ORL-29 | Catch Basin Clean Out | Inlet baskets - 3,510 cubic feet of material collected. | BMP Cleanout | Ongoing | Not provided | N/A | 2.2 | 1.6 | N/A | N/A | N/A | N/A | City of Orlando Stormwater Utility | N/A | N/A | N/A | Not provided | Not provided
1929 | JESU | City of Oviedo | Not provided | OV-05 | Street Sweeping | 528,111 lbs/yr of material collected. | Street Sweeping | Ongoing | Not provided | N/A | 244 | 152 | N/A | N/A | Not provided | Not provided | Not provided | Not provided | Not provided | Not provided | Not provided | Not provided
1930 | JESU | City of Oviedo | Winter Springs/ Seminole County | OV-04 | Solary Canal Stormwater Treatment Area - missing from model | Regional stormwater treatment (RST) facility. | BMP Missing from Model | Completed | 2010 | 2017 | 730 | 230 | N/A | 1471 | 1700000 | 3356 | Not provided | Not provided | N/A | Not provided | 28.6963 | -81.2096
1931 | JESU | City of Oviedo | Not provided | OV-03 | Sweetwater Creek Project | Sweetwater Creek Project. | Dry Detention Pond | Completed | Not provided | 2017 | 87 | 19 | N/A | 32.1 | Not provided | Not provided | Not provided | Not provided | N/A | Not provided | Not provided | Not provided
1932 | JESU | City of Oviedo | Not provided | OV-01 | Aulin Regional Stormwater Pond | Aulin Regional Stormwater Pond. | Wet Detention Pond | Completed | Not provided | 2013 | 2 | 0 | N/A | 3 | Not provided | Not provided | Not provided | Not provided | N/A | Not provided | Not provided | Not provided
1933 | JESU | City of Orlando | DEP | ORL-31 | Lake Concord Alum Treatment and Baffle Box | Construct 2nd generation baffle box on W Concord St. to treat runoff from residential and industrial area. 108 cubic feet of material collected. | Baffle Boxes- Second Generation | Completed | 2013 | 2014 | 0.1 | 0 | N/A | 77.5 | TBD | TBD | DEP/ Stormwater Utility | 259560 | TBD | N/A | 28.555328 | -81.387717
1934 | JESU | City of Lake Mary | Seminole County | LM-03 | Enhanced Public Education | FYN, ordinances (landscape, irrigation, pet waste, fertilizer), PSAs, pamphlets, presentations, website, Illicit Discharge Program. | Education Efforts | Ongoing | 2017 | N/A | 298 | 19.5 | N/A | N/A | Not provided | 5500 | City of Lake Mary Stormwater Fund | $5,500 | N/A | N/A | 28.756944 | -81.322778
1935 | JESU | City of Oviedo | Not provided | OV-09 | Aulin Avenue North | Construction of stormwater conveyance system and treatment area. | Bioswales | Planned | TBD | TBD | 3 | 0 | N/A | 3 | 50000 | Not provided | Not provided | Not provided | N/A | Not provided | Not provided | Not provided
1936 | JESU | City of Winter Park | Not provided | WP-45 | W. Fawsett Road Outfall Retrofit | CDS. | Hydrodynamic Separators | Completed | 2014 | 2015 | 0 | 0.07 | N/A | 22 | 50000 | 1500 | Winter Park | Not provided | N/A | Not provided | 28.58 | -81.35
1064 | HILL | Polk County | N/A | POLK-008 | Blackwater Creek Watershed Management Plan | Prepared easement documents for parcels acquired for maintenance for flood control. | FIB- Stormwater | Completed | 2004 | 2004 | N/A | N/A | Blackwater Creek | N/A | 206000 | N/A | Polk County | N/A | Not provided | Not provided | 28.086464 | -82.024711
1081 | HILL | City of Tampa | N/A | COT-030 | 30th Street Outfall | Intent is to enlarge discharge channel. | FIB- Stormwater | Underway | Not provided | TBD | N/A | N/A | Lower Hillsborough River | Not provided | 600000 | N/A | Not provided | Not provided | Not provided | Not provided | Not provided | Not provided
1082 | HILL | City of Tampa | N/A | COT-031 | New Orleans/11th Street Pond | Construction of a stormwater pond. | FIB- Stormwater | Completed | Not provided | 2011 | N/A | N/A | Lower Hillsborough River | Not provided | 150000 | N/A | City of Tampa | Not provided | Not provided | Not provided | Not provided | Not provided
1083 | HILL | City of Tampa | N/A | COT-032 | Box Culvert Miscellaneous Rehabilitation | Repair major culverts within roadways prior to resurfacing or rebuilding the roads. | FIB- Stormwater | Ongoing | 2014 | N/A | N/A | N/A | Lower Hillsborough River | Not provided | 750000 | N/A | City of Tampa | Not provided | Not provided | Not provided | Not provided | Not provided
1084 | HILL | City of Tampa | N/A | COT-033 | Idell Street Roadway Improvements | Construction of roadway features, stormwater laterals, new inlets and pond to convey runoff to the Hillsborough River. | FIB- Stormwater | Completed | Not provided | 2015 | N/A | N/A | Lower Hillsborough River | Not provided | 100000 | N/A | City of Tampa | Not provided | Not provided | Not provided | Not provided | Not provided
1085 | HILL | City of Tampa | N/A | COT-034 | Collection System Repair Contract | Collection system repairs throughout the city. | FIB- Sanitary Sewer | Ongoing | 2008 | N/A | N/A | N/A | Lower Hillsborough River | N/A | N/A | 1000000 | City of Tampa | Not provided | Not provided | Not provided | Not provided | Not provided
1086 | HILL | City of Tampa | N/A | COT-035 | Cured in Place Pipe Rehabilitation | Pipe rehabilitation throughout the city. | FIB- Sanitary Sewer | Ongoing | 2006 | N/A | N/A | N/A | Lower Hillsborough River | N/A | N/A | 1000000 | City of Tampa | Not provided | Not provided | Not provided | Not provided | Not provided
1087 | HILL | City of Tampa | N/A | COT-036 | Mulberry Pump Station Rehabilitation | Pump station rehabilitation on Mulberry Dr. next to the river. | FIB- Sanitary Sewer | Planned | Not provided | TBD | N/A | N/A | Lower Hillsborough River | N/A | 600000 | N/A | City of Tampa | Not provided | Not provided | Not provided | Not provided | Not provided
1088 | HILL | City of Tampa | N/A | COT-038 | Louisiana Pump Station Rehabilitation | Pump station rehabilitation on Louisiana Ave. next to the river. | FIB- Sanitary Sewer | Underway | 2013 | TBD | N/A | N/A | Lower Hillsborough River | N/A | 6000000 | N/A | City of Tampa | Not provided | Not provided | Not provided | Not provided | Not provided
1089 | HILL | City of Tampa | USF/ Hillsborough County | COT-006 | City of Tampa Interactive Watershed Atlas | USF developed interactive Watershed Atlas for City of Tampa. This comprehensive data resource helps citizens and scientists make informed decisions on water and gives information on stormwater system, pollution, and TMDL activities and updated annually. | FIB- Stormwater | Completed | Not provided | 2010 | N/A | N/A | Lower Hillsborough River | N/A | 35000 | 25000 | City of Tampa | Not provided | Not provided | Not provided | Not provided | Not provided
1090 | HILL | City of Tampa | N/A | COT-041 | Krause Pump Station Rehabilitation | Pump station rehabilitation located on Ashley Drive downtown next to the river. | FIB- Sanitary Sewer | Completed | Not provided | 2016 | N/A | N/A | Lower Hillsborough River | N/A | 6000000 | N/A | City of Tampa | Not provided | Not provided | Not provided | Not provided | Not provided
1091 | HILL | City of Tampa | SWFWMD | COT-027 | River Garden | Located on Columbus Ave. and Rome Ave. Shoreline restoration and bank stabilization. | FIB- Stormwater | Ongoing | 2003 | N/A | N/A | N/A | Lower Hillsborough River | Not provided | 1100000 | N/A | SWFWMD/ City of Tampa | Not provided | Not provided | Not provided | Not provided | Not provided
1092 | HILL | City of Tampa | N/A | COT-043 | Ditch Stabilization Project | This project will repair eroded ditch banks and install stabilization material at six locations within the city. | FIB- Stormwater | Completed | Not provided | 2017 | N/A | N/A | Lower Hillsborough River | Not provided | 1000000 | N/A | City of Tampa | Not provided | Not provided | Not provided | Not provided | Not provided
1093 | HILL | City of Tampa | N/A | COT-044 | Riverside Pipe Relocation | This project will eliminate two direct stormwater pipes to the river and divert the flow through an existing treatment system prior to discharge. | FIB- Stormwater | Completed | Not provided | 2017 | N/A | N/A | Lower Hillsborough River | N/A | 200000 | N/A | City of Tampa | Not provided | Not provided | Not provided | Not provided | Not provided
1094 | HILL | City of Tampa | N/A | COT-045 | Perry Ave Siphon Hydraulic Modeling | Siphon hydraulic modeling along the river from Perry Ave to downtown. | FIB- Stormwater | Completed | Not provided | 2016 | N/A | N/A | Lower Hillsborough River | N/A | 50000 | N/A | City of Tampa | Not provided | Not provided | Not provided | Not provided | Not provided
1095 | HILL | City of Temple Terrace | FDOT/ SWFWMD | TT-001 | FDOT 56th Street Retrofit | Installation of continuous deflective separation (CDS) unit into existing stormwater system. | FIB- Stormwater | Completed | Not provided | 2003 | N/A | N/A | Lower Hillsborough River | Not provided | Not provided | Not provided | FDOT/ SWFWMD SWIM | Not provided | Not provided | Not provided | Not provided | Not provided
1096 | HILL | City of Temple Terrace | Not provided | TT-002 | Broadway Outfall Continuous Deflective Separation Unit | Installed CDS unit into existing stormwater system. Canceled. Completed before TMDL POR. | FIB- Stormwater | Canceled | Not provided | N/A | N/A | N/A | Lower Hillsborough River | Not provided | Not provided | Not provided | Not provided | Not provided | Not provided | Not provided | Not provided | Not provided
1097 | HILL | DEP | N/A | DEP-001 | WWTFs Follow-Up | Inspect wastewater treatment facilities in Blackwater Creek and New River watersheds, outside Hillsborough County. | FIB- Sanitary Sewer | Ongoing | Not provided | N/A | N/A | N/A | Hillsborough River Basin | N/A | Not provided | Not provided | DEP | Not provided | Not provided | Not provided | Not provided | Not provided
1098 | HILL | DEP | N/A | DEP-002 | Source Identification Monitoring for Human Waste Indicators | Actively monitor BMAP WBIDs for human waste sources. Follow up on human waste sources identified with cooperation of local entities to eliminate identified sources. | FIB- Source Identification Activities | Ongoing | Not provided | N/A | N/A | N/A | Hillsborough River Basin | N/A | Not provided | Not provided | DEP | Not provided | Not provided | Not provided | Not provided | Not provided
1099 | HILL | DEP | BMAP Stakeholders | DEP-003 | Facilitate HTBMT Calls and Efforts | Facilitate participation in HTBMT coordination calls and other HTBMT efforts. | FIB- Source Identification Activities | Ongoing | Not provided | N/A | N/A | N/A | Hillsborough River Basin | N/A | Not provided | Not provided | FDOH | Not provided | Not provided | Not provided | Not provided | Not provided
1100 | HILL | City of Tampa | N/A | COT-040 | Watrous Canal Rehabilitation | Improvement of ditch system to extend the useful life of the ditch and improve the conveyance of storm flows from the drainage basin. | FIB- Stormwater | Completed | Not provided | 2017 | N/A | N/A | Lower Hillsborough River | Not provided | 2250000 | N/A | City of Tampa | Not provided | Not provided | Not provided | Not provided | Not provided
1101 | HILL | City of Tampa | N/A | COT-018 | North Boulevard Siphon Rehabilitation Project | Includes rehabilitation of ~300 linear feet of 24-inch diameter CIP gravity sewer line and 770 linear feet of 20-inch diameter CIP siphon at North Blvd. Bridge River Crossing at Ross Ave.. Work also includes rehabilitation of 1 inlet structure. | FIB- Sanitary Sewer | Completed | Not provided | 2009 | N/A | N/A | Lower Hillsborough River | N/A | 350000 | N/A | City of Tampa | Not provided | Not provided | Not provided | Not provided | Not provided
1110 | HILL | City of Tampa | N/A | COT-029 | Cypress Street Outfall | Construction of a box culvert at the Cypress Street outfall to North Blvd; a large junction box at North Blvd. and Cypress Street; and a dual box culvert from North Blvd. to Cass St. with a stub-out at Cass St. to serve future stormwater upgrades. | FIB- Stormwater | Completed | Not provided | 2016 | N/A | N/A | Lower Hillsborough River | Not provided | 10000000 | N/A | City of Tampa | Not provided | Not provided | Not provided | Not provided | Not provided
1111 | HILL | City of Tampa | FDOT | COT-017 | City of Tampa Street Sweeping Maintenance | Regularly scheduled street sweeping in residential and business areas with curb and gutter - ~4,109 curb miles swept in the City of Tampa. | FIB- Stormwater | Ongoing | Not provided | N/A | N/A | N/A | Lower Hillsborough River | N/A | N/A | Not provided | City of Tampa Stormwater Utility/ FDOT | N/A | Not provided | Not provided | Not provided | Not provided
1112 | HILL | City of Tampa | SWFWMD | COT-028 | 30th and Hillsborough Water Quality Improvements | Located on 30th and Hillsborough Ave. Stormwater detention pond. | FIB- Stormwater | Ongoing | 2009 | N/A | N/A | N/A | Lower Hillsborough River | Not provided | 800000 | N/A | SWFWMD/ City of Tampa | Not provided | Not provided | Not provided | Not provided | Not provided
1113 | HILL | City of Tampa | N/A | COT-019 | Manhole Rehabilitation Project | City has two contracts for manhole rehabilitation: (1) insertion of fiberglass liner into existing manhole; and (2) application of calcium aluminate cementitious structural coating system that is sprayed onto existing walls of manhole. | FIB- Sanitary Sewer | Ongoing | 2007 | N/A | N/A | N/A | Lower Hillsborough River | N/A | N/A | 750000 | City of Tampa | Not provided | Not provided | Not provided | Not provided | Not provided
1131 | LSJT | City of Jacksonville | N/A | COJ-245 | 6700 Jack Horner Lane | Drainage improvement. | FIB- Stormwater | Completed | Not provided | 2012 | N/A | N/A | Williamson Creek | Not provided | 48853 | Not provided | COJ | Not provided | Not provided | Not provided | 30.2702786609 | -81.753510657
1132 | LSJT | City of Jacksonville | N/A | COJ-246 | Timawatha Ave. | Drainage improvement. | FIB- Stormwater | Completed | Not provided | 2013 | N/A | N/A | Fishing Creek | Not provided | 27837 | Not provided | COJ | Not provided | Not provided | Not provided | 30.2432516309 | -81.7494932725
1133 | LSJT | City of Jacksonville | N/A | COJ-247 | Tampico Rd. | Drainage improvement. | FIB- Stormwater | Completed | Not provided | 2013 | N/A | N/A | Fishing Creek | Not provided | 25662 | Not provided | COJ | Not provided | Not provided | Not provided | 30.2432516309 | -81.7494932725
1134 | LSJT | City of Jacksonville | N/A | COJ-248 | 1121 Cahoon Rd. | Drainage improvement. | FIB- Stormwater | Completed | Not provided | 2013 | N/A | N/A | Wills Branch | Not provided | 251529 | Not provided | COJ | Not provided | Not provided | Not provided | Incompatible Point | Incompatible Point
1189 | LSJT | City of Jacksonville | N/A | COJ-164 | Correct Rd. Flooding at Labelle St. | Implement drainage improvements to address inadequate underdrain system that allows flooding. | FIB- Stormwater | Completed | Not provided | 2011 | N/A | N/A | McCoy Creek | Not provided | Not provided | Not provided | COJ | Not provided | Not provided | Not provided | 30.3289802571 | -81.6991135181
1190 | LSJT | City of Jacksonville | N/A | COJ-165 | Winter St. | Implement drainage improvements to address ponding water. | FIB- Stormwater | Completed | Not provided | Prior to 2010 | N/A | N/A | McCoy Creek | Not provided | Not provided | Not provided | COJ | Not provided | Not provided | Not provided | 30.3289802571 | -81.6991135181
1191 | LSJT | City of Jacksonville | N/A | COJ-166 | Barber St. and B roadway Avenue | Implement drainage improvements to address flooding at intersection. | FIB- Stormwater | Completed | Not provided | Prior to 2010 | N/A | N/A | McCoy Creek | Not provided | Not provided | Not provided | COJ | Not provided | Not provided | Not provided | 30.3289802571 | -81.6991135181
1192 | LSJT | City of Jacksonville | N/A | COJ-167 | Dignan St./Day Avenue | Reconstruct ditches and culverts to provide positive drainage. | FIB- Stormwater | Completed | Not provided | Prior to 2010 | N/A | N/A | McCoy Creek | Not provided | 63408 | N/A | COJ | Not provided | Not provided | Not provided | 30.3289802571 | -81.6991135181
1193 | LSJT | City of Jacksonville | N/A | COJ-168 | Acorn St. S/W and Drainage | Replace sidewalks, install new curbing, and construct new drainage infrastructure on Acorn between McQuade St. and Windle St. | FIB- Stormwater | Completed | Not provided | Prior to 2010 | N/A | N/A | McCoy Creek | Not provided | 100507 | N/A | COJ | Not provided | Not provided | Not provided | 30.3289802571 | -81.6991135181
1194 | LSJT | City of Jacksonville | N/A | COJ-169 | Verify Location of Private Lift Stations on Boundary | Confirm locations of lift stations on boundary for first annual progress report. | FIB- Sanitary Sewer | Ongoing | Not provided | N/A | N/A | N/A | McCoy Creek | N/A | Not provided | N/A | COJ | Not provided | Not provided | Not provided | 30.3289802571 | -81.6991135181
1195 | LSJT | City of Atlantic Beach | N/A | AB-030 | Ditch and Canal Maintenance | Routinely clean and maintain ditch as required by MS4 permit. | FIB- Stormwater | Completed | Not provided | Prior to 2010 | N/A | N/A | Hopkins Creek/ Sherman Creek | N/A | N/A | Not provided | Atlantic Beach | Not provided | Not provided | Not provided | Not provided | Not provided
1196 | LSJT | City of Atlantic Beach | N/A | AB-081 | Pump Station Inspections and Maintenance | Line wet well at Selva Norte Lift Station, 404 20th St. | FIB- Sanitary Sewer | Completed | Not provided | Prior to 2010 | N/A | N/A | Sherman Creek | N/A | 21900 | N/A | Atlantic Beach | Not provided | Not provided | Not provided | Not provided | Not provided
1197 | LSJT | City of Atlantic Beach | N/A | AB-032 | Stormwater Treatment Ponds Cleaning and Maintenance | Carry out routine pond maintenance as required by MS4 permit. | FIB- Stormwater | Completed | Not provided | Prior to 2010 | N/A | N/A | Hopkins Creek/ Sherman Creek | N/A | N/A | Not provided | Atlantic Beach | Not provided | Not provided | Not provided | Not provided | Not provided
1206 | LSJT | City of Jacksonville | N/A | COJ-124 | Source Identification Follow-up | Assist DEP in following up on source identification results that indicate human source. | FIB- Source Identification Activities | Ongoing | Not provided | N/A | N/A | N/A | BMAP I Basinwide | N/A | N/A | Not provided | COJ | Not provided | Not provided | Not provided | 30.3615976653 | -81.5820721716
1207 | LSJT | City of Jacksonville | FDOT | COJ-125 | Sample Analysis | Continue BMAP monitoring, with adjustments made as needed, and Follow-up on high results per TAT protocol. Add E. coli and enterococci, as appropriate. | FIB- Source Identification Activities | Ongoing | Not provided | N/A | N/A | N/A | BMAP I Basinwide | N/A | N/A | Not provided | COJ | Not provided | Not provided | Not provided | 30.3615976653 | -81.5820721716
1208 | LSJT | City of Jacksonville | N/A | COJ-126 | Dumpster Inspection Program | Develop inspection program for dumpster areas and behind restaurants, convenience stores, and grocery stores. | FIB- Stormwater | Ongoing | Not provided | N/A | N/A | N/A | BMAP I Basinwide | N/A | N/A | Not provided | COJ | Not provided | Not provided | Not provided | 30.3615976653 | -81.5820721716
1209 | LSJT | City of Jacksonville | N/A | COJ-127 | Tributary Cleanup and Search for Illicit Connections | Promote community awareness of waterbodies’ health, organize annual community Cleanups, and inspect for illicit connections. This will occur in ten WBIDs over next five years. | FIB- Trash Cleanup of Impaired Waterbody | Ongoing | Not provided | N/A | N/A | N/A | Deer Creek (2016)/ Goodbys Creek (2016/ 2017)/ Big Fishweir Creek (2015-2017)/ Butcher Pen Creek (2016/ 2017)/ Hogan Creek (2015-2017)/ Miller Creek (2016) | N/A | N/A | Not provided | COJ | Not provided | Not provided | Not provided | 30.2888591663 | -81.7131541052
1210 | LSJT | City of Jacksonville | N/A | COJ-128 | Investigate Re-Routed Stormwater | Investigate stormwater projects in each BMAP WBID that may have diverted stormwater away from tributaries. | FIB- Stormwater | Ongoing | Not provided | N/A | N/A | N/A | BMAP I Basinwide | N/A | N/A | Not provided | COJ | Not provided | Not provided | Not provided | 30.3615976653 | -81.5820721716
1211 | LSJT | City of Jacksonville | N/A | COJ-129 | Walk the WBID Follow-up | Address any action items identified as result of the 2014 Walk the WBID. | FIB- Source Identification Activities | Completed | Not provided | 2015 | N/A | N/A | BMAP I Basinwide | N/A | Not provided | N/A | COJ | Not provided | Not provided | Not provided | 30.3615976653 | -81.5820721716
1212 | LSJT | City of Atlantic Beach | N/A | AB-031 | Stormwater Treatment Ponds Inspections | Routinely inspect pond as required by MS4 permit. | FIB- Stormwater | Completed | Not provided | Prior to 2010 | N/A | N/A | Hopkins Creek/ Sherman Creek | N/A | N/A | Not provided | Atlantic Beach | Not provided | Not provided | Not provided | Not provided | Not provided
1230 | LSJT | City of Jacksonville | N/A | COJ-274 | 6211 Firestone Rd. | Storm sewer. | FIB- Stormwater | Completed | 2013 | 2013 | N/A | N/A | Fishing Creek | N/A | 42318 | N/A | COJ | $32,130 | Not provided | Not provided | 30.2432516309 | -81.7494932725
1880 | JESU | City of Longwood | Not provided | L-10 | Island Lake Septic Tank Abatement | 100 septic tanks will be removed and converted to central sewer. | OSTDS Phase Out | Canceled | 2017 | N/A | 0 | 0 | N/A | 0 | 3458320 | N/A | N/A | N/A | N/A | N/A | N/A | N/A
1881 | JESU | City of Longwood | SJRWMD/ DEP | L-09 | North CR 427 & Lake Ruth Septic Tank Removal | 103 septic tanks will be removed and converted to central sewer. | OSTDS Phase Out | Underway | 2017 | 2020 | 72 | 0 | N/A | 67 | 3194412 | 20600 | City of Longwood/ SRF/ SJRWMD/ DEP | City of Longwood - $2,957,127/ SJRWMD - $1,290,703/ DEP - $1,000,000 | NF013 | 28735 | 28.713225 | -81.3417
1882 | JESU | City of Longwood | SJRWMD/ DEP | L-08 | South Longwood Septic Tank Abatement Project | 245 septic tanks will be removed and converted to central sewer. | OSTDS Phase Out | Completed | 2017 | 2018 | 172 | 0 | N/A | 140 | 6072622 | 49000 | City of Longwood/ SRF/ SJRWMD/ DEP | City of Longwood - $2,957,127/ SJRWMD - $1,290,703/ DEP - $1,000,000 | NF010 | 28734/ 28402 | 28.692641 | -81.337587
1883 | JESU | City of Longwood | SJRWMD/ DEP | L-07 | Florida Central Commerce Park Wastewater Interconnect Program | Project will improve wastewater effluent quality by routing flow from a decomissioned plant to a Seminole County plant for higher treatment, maximizing reuse availability, and abandoning irrigation wells for an urbanized area in the City of Longwood. | WWTF Diversion to Reuse | Completed | 2017 | 2017 | 1173 | 280 | N/A | 272 | 1345309 | 10000 | City of Longwood/ SRF/ SJRWMD/ DEP | $1,900,309 | N/A | 28430 | 28.69469 | -81.355426
1294 | LSJT | City of Jacksonville | N/A | COJ-176 | Walk the WBIDS | Participated in Walk the WBID reconnaissance efforts and TAT sampling. | FIB- Source Identification Activities | Ongoing | Not provided | N/A | N/A | N/A | Williamson Creek | N/A | Not provided | N/A | COJ | Not provided | Not provided | Not provided | 30.2702786609 | -81.753510657
1295 | LSJT | City of Jacksonville | N/A | COJ-175 | Confirm Locations of Lift Stations on Boundary | Confirm locations of lift stations on boundary for first annual progress report. | FIB- Sanitary Sewer | Ongoing | Not provided | N/A | N/A | N/A | Williamson Creek/ Fishing Creek/ Deep Bottom Creek/ Blockhouse Creek/ Hopkins Creek/ Cormorant Creek/ Wills Branch/ Greenfield Creek/ Pottsburg Creek/ Lower Trout River | N/A | 500 | N/A | COJ | Not provided | Not provided | Not provided | 30.2942023473 | -81.5849666198
1296 | LSJT | City of Jacksonville | N/A | COJ-174 | Cedar River Failure Area – Septic Tank Phase Out | Phase out septic tanks in failure areas (also listed as part of larger LSJR Main Stem BMAP project). | FIB- OSTDS | Completed | Not provided | Prior to 2010 | N/A | N/A | Williamson Creek | N/A | Not provided | N/A | COJ | Not provided | Not provided | Not provided | 30.2702786609 | -81.753510657
1297 | LSJT | City of Jacksonville | N/A | COJ-173 | Murray Hill A Failure Area– Septic Tank Phase Out (Main Stem COJ-052d) | Phase out septic tanks in failure areas (also listed as part of larger LSJR Main Stem BMAP project). | FIB- OSTDS | Completed | Not provided | Prior to 2010 | N/A | N/A | McCoy Creek | N/A | Not provided | N/A | COJ | Not provided | Not provided | Not provided | 30.3289802571 | -81.6991135181
1298 | LSJT | City of Jacksonville | N/A | COJ-172 | Follow-up on Thermal Anomalies | Using thermal imagery, followed up on anomalies in WBID; none were fecal coliform source. | FIB- Source Identification Activities | Ongoing | Not provided | N/A | N/A | N/A | McCoy Creek | N/A | N/A | Not provided | COJ | Not provided | Not provided | Not provided | 30.3289802571 | -81.6991135181
1299 | LSJT | City of Jacksonville | N/A | COJ-171 | Source Identification Sampling | Conduct source identification sampling when high levels of bacteria are noted to attempt to identify sources. | FIB- Source Identification Activities | Ongoing | Prior to 2010 | N/A | N/A | N/A | McCoy Creek/ Fishing Creek/ Deep Bottom Creek/ Moncrief Creek/ Sherman Creek/ Greenfield Creek/ Middle Trout River/ Craig Creek/ Blockhouse Creek/ Hopkins Creek/ Cormorant Branch/ Wills Branch/ Pottsburg Creek/ Lower Trout River/ Williamson Creek | N/A | N/A | Not provided | COJ | Not provided | Not provided | Not provided | 30.2941684228 | -81.6419717476
1320 | LSJT | City of Jacksonville | N/A | COJ-196 | Barnes Rd. (University Blvd. to Parental Home) (Main Stem COJ-010) | Construct wet detention pond. | FIB- Stormwater | Completed | Not provided | Prior to 2010 | N/A | N/A | Pottsburg Creek | Not provided | Not provided | 3595 | COJ | Not provided | Not provided | Not provided | 30.2466120194 | -81.5775322721
1321 | LSJT | City of Jacksonville | N/A | COJ-197 | Parental Home Rd. Phase 2 (Beach Blvd. to Ibach Rd.) (Main Stem COJ-014) | Construct wet detention pond. | FIB- Stormwater | Completed | Not provided | Prior to 2010 | N/A | N/A | Pottsburg Creek | Not provided | Not provided | 1601 | COJ | Not provided | Not provided | Not provided | 30.2466120194 | -81.5775322721
1322 | LSJT | City of Jacksonville | N/A | COJ-198 | Parental Home Rd. Phase 1 (Bowden Rd. from Salisbury to Dean Rd.) (Main Stem COJ-013) | Construct wet detention pond. | FIB- Stormwater | Completed | Not provided | Prior to 2010 | N/A | N/A | Pottsburg Creek | Not provided | Not provided | 1869 | COJ | Not provided | Not provided | Not provided | 30.2466120194 | -81.5775322721
1323 | LSJT | City of Jacksonville | N/A | COJ-199 | Wren Rd. Drainage | Implement drainage improvements along Wren Rd. | FIB- Stormwater | Completed | Not provided | 2011 | N/A | N/A | Pottsburg Creek | Not provided | 45000 | N/A | COJ | Not provided | Not provided | Not provided | 30.2466120194 | -81.5775322721
1324 | LSJT | City of Jacksonville | N/A | COJ-200 | Glynlea Failure Area – Septic Tank Phase Out (Main Stem COJ-052f) | Phase out septic tanks in failure areas (also listed as part of larger LSJR Main Stem BMAP project). | FIB- OSTDS | Completed | Not provided | Prior to 2010 | N/A | N/A | Pottsburg Creek | N/A | Not provided | N/A | COJ | Not provided | Not provided | Not provided | 30.2466120194 | -81.5775322721
1325 | LSJT | City of Jacksonville | N/A | COJ-201 | Oakhaven Failure Area – Septic Tank Phase Out | Phase out septic tanks in failure areas (also listed as part of larger LSJR Main Stem BMAP project). | FIB- OSTDS | Completed | Not provided | Prior to 2010 | N/A | N/A | Pottsburg Creek | N/A | Not provided | N/A | COJ | Not provided | Not provided | Not provided | 30.2466120194 | -81.5775322721
1326 | LSJT | City of Jacksonville | N/A | COJ-202 | Murray Hill Failure Area – Septic Tank Phase Out (Main Stem COJ-052d) | Phase out septic tanks in failure areas (also listed as part of larger LSJR Main Stem BMAP project). | FIB- OSTDS | Completed | Not provided | Prior to 2010 | N/A | N/A | Pottsburg Creek | N/A | Not provided | N/A | COJ | Not provided | Not provided | Not provided | 30.2466120194 | -81.5775322721
1327 | LSJT | City of Jacksonville | N/A | COJ-203 | Messer Area Drainage (Main Stem COJ-048a) | Provide positive drainage to eliminate flooding; completion in 2013. | FIB- Stormwater | Canceled | Not provided | N/A | N/A | N/A | Middle Trout River | Not provided | 4750000 | N/A | COJ | Not provided | Not provided | Not provided | 30.4196377018 | -81.8219210966
1388 | LSJT | City of Jacksonville | N/A | COJ-048 | Riverside Avenue (Main Stem COJ-005) | Second-generation baffle box. | FIB- Stormwater | Completed | Not provided | Prior to 2009 | N/A | N/A | Big Fishweir Creek | Not provided | Not provided | 1206 | COJ | Not provided | Not provided | Not provided | 30.3013411899 | -81.7259016105
1440 | LSJT | City of Neptune Beach | N/A | NB-021 | Daily Inspection of Lift Stations | Visually inspect lift station. | FIB- Sanitary Sewer | Completed | Not provided | Prior to 2010 | N/A | N/A | Hopkins Creek | N/A | N/A | 65000 | Neptune Beach | Not provided | Not provided | Not provided | 30.31453362 | -81.3987726
1441 | LSJT | City of Neptune Beach | DEP | NB-022 | Pipe Burst Existing Sewer Lines East of 3rd St. | Replace existing gravity sewer lines east of 3rd St. by means of pipe bursting, and spray manhole liners on existing manholes in work area to reduce I&I. | FIB- Sanitary Sewer | Completed | Not provided | Prior to 2010 | N/A | N/A | Hopkins Creek | N/A | 3000000 | N/A | DEP Revolving Fund Loan | Not provided | Not provided | Not provided | 30.31433912 | -81.39463127
1442 | LSJT | City of Neptune Beach | N/A | NB-023 | Rehabilitation of Manhole #57 on Hamlet Court | Rehabilitate existing manhole to reduce I&I. | FIB- Sanitary Sewer | Completed | Not provided | Prior to 2010 | N/A | N/A | Hopkins Creek | N/A | 4500 | N/A | Neptune Beach | Not provided | Not provided | Not provided | 30.31453362 | -81.3987726
1443 | LSJT | City of Neptune Beach | N/A | NB-024 | Rehabilitation of Manhole #52 on Hamlet Court | Rehabilitate existing manhole to reduce I&I. | FIB- Sanitary Sewer | Completed | Not provided | Prior to 2010 | N/A | N/A | Hopkins Creek | N/A | 4500 | N/A | Neptune Beach | Not provided | Not provided | Not provided | 30.31453362 | -81.3987726
1444 | LSJT | City of Neptune Beach | N/A | NB-025 | Rehabilitation of Manhole #119 on Penman Rd. | Rehabilitate existing manhole to reduce I&I. | FIB- Sanitary Sewer | Completed | Not provided | Prior to 2010 | N/A | N/A | Hopkins Creek | N/A | 4500 | N/A | Neptune Beach | Not provided | Not provided | Not provided | 30.31453362 | -81.3987726
1445 | LSJT | City of Neptune Beach | N/A | NB-026 | Rehabilitation of Manhole #85 on 3rd St. and Davis Blvd. | Rehabilitate existing manhole to fix sagging/dropping manhole. | FIB- Sanitary Sewer | Completed | Not provided | Prior to 2010 | N/A | N/A | Hopkins Creek | N/A | 4500 | N/A | Neptune Beach | Not provided | Not provided | Not provided | 30.31453362 | -81.3987726
1467 | LSJT | City of Jacksonville | N/A | COJ-067 | Ditch Hazardous Contaminated | CARE requests with costs for responses where a work order was issued. | FIB- Stormwater | Completed | Not provided | 2010 | N/A | N/A | Newcastle Creek/ Hogan Creek/ Butcher Pen Creek/ Miller Creek/ Miramar Creek/ Big Fishweir Creek/ Deer Creek/ Terrapin Creek/ Goodbys Creek/ Open Creek | N/A | N/A | Not provided | COJ | Not provided | Not provided | Not provided | 30.3023686849 | -81.6284525957
1468 | LSJT | City of Jacksonville | N/A | COJ-156 | McCoy Creek (Main Stem COJ-22) | Construct Pond D. | FIB- Stormwater | Completed | Not provided | Prior to 2010 | N/A | N/A | McCoy Creek | Not provided | Not provided | 311 | COJ | Not provided | Not provided | Not provided | 30.3289802571 | -81.6991135181
1469 | LSJT | City of Jacksonville | N/A | COJ-147 | TAT Sampling | Conducted by COJ EQD to assess bacteria levels in creek and help identify potential fecal bacteria sources. | FIB- Source Identification Activities | Ongoing | Not provided | N/A | N/A | N/A | Fishing Creek/ Deep Bottom Creek/ Hopkins Creek/ Sherman Creek/ Cormorant Creek/ Newcastle Creek/ Hogan Creek/ Miller Creek/ Miramar Creek/ Deer Creek | N/A | N/A | Not provided | COJ | Not provided | Not provided | Not provided | 30.3289802571 | -81.6991135181
1470 | LSJT | City of Jacksonville | N/A | COJ-054 | Walk the WBID PIC Investigations | Inspect 5 PICs between Cassat and Plymouth Avenue and black corrugated pipe on central branch. | FIB- Stormwater | Completed | Not provided | Prior to 2009 | N/A | N/A | Big Fishweir Creek | N/A | 1272 | N/A | COJ | Not provided | Not provided | Not provided | 30.3013411899 | -81.7259016105
1471 | LSJT | City of Jacksonville | N/A | COJ-153 | Lenox Avenue (Highway to McDuff) (Main Stem COJ-32) | Construct wet detention pond. | FIB- Stormwater | Completed | Not provided | Prior to 2010 | N/A | N/A | McCoy Creek | Not provided | Not provided | 3208 | COJ | Not provided | Not provided | Not provided | 30.3289802571 | -81.6991135181
1472 | LSJT | City of Jacksonville | N/A | COJ-152 | Pet/Animal Management Public Education | Pet and animal management PSAs. | FIB- Stormwater | Ongoing | Not provided | N/A | N/A | N/A | Craig Creek/ McCoy Creek/ Williamson Creek/ Fishing Creek/ Deep Bottom Creek/ Moncrief Creek/ Blockhouse Creek/ Cormorant Creek/ Wills Branch/ Sherman Creek/ Greenfield Creek/ Pottsburg Creek/ Middle Trout River/ Lower Trout River | N/A | N/A | Not provided | COJ | Not provided | Not provided | Not provided | 30.2941684228 | -81.6419717476
1753 | LSJT | City of Jacksonville Beach | N/A | JB-051 | Sewer Manhole Inspection and Rehabilitation | Maintain existing sewer manholes. | FIB- Sanitary Sewer | Completed | Not provided | Prior to 2010 | N/A | N/A | Hopkins Creek | N/A | 185000 | N/A | Jacksonville Beach | Not provided | Not provided | Not provided | 30.2988975933916 | -81.4023085128355
1786 | LSJT | City of Jacksonville Beach | Private Developer | JB-042 | Flood Control Capital Project | Implement project at King Oaks Subdivision-Kings Rd. and Seagate Ave. | FIB- Stormwater | Completed | Not provided | Prior to 2010 | N/A | N/A | Hopkins Creek | Not provided | 12000 | N/A | Private Developer | Not provided | Not provided | Not provided | 30.3067123557119 | -81.4141701504216
1787 | LSJT | City of Jacksonville Beach | N/A | JB-043 | Ditch and Canal Maintenance | Install erosion control along ditches and ponds. | FIB- Stormwater | Completed | Not provided | Prior to 2010 | N/A | N/A | Hopkins Creek | N/A | Not provided | N/A | Jacksonville Beach | Not provided | Not provided | Not provided | 30.2984776696387 | -81.4017540139447
1788 | LSJT | City of Jacksonville Beach | N/A | JB-044 | IDDE | Identify and remove illicit connections. | FIB- Stormwater | Ongoing | Not provided | N/A | N/A | N/A | Hopkins Creek | N/A | N/A | Not provided | Jacksonville Beach | Not provided | Not provided | Not provided | 30.2988975933916 | -81.4023085128355
1789 | LSJT | City of Jacksonville Beach | N/A | JB-045 | Stormwater Education and Outreach Efforts | Carry out WAV public education, inlet marking, public notices, and stormwater flyer for residential and commercial permits. | FIB- Stormwater | Ongoing | Not provided | N/A | N/A | N/A | Hopkins Creek | N/A | N/A | Not provided | Jacksonville Beach | Not provided | Not provided | Not provided | 30.2988975933916 | -81.4023085128355
2002 | BACH | BARC | N/A | BARC-100 | BARC Watershed Tour 2007 | BARC Watershed Tour 2007 – Public outreach and education on land use and water, and point and nonpoint source pollution. | FIB- Stormwater | Completed | Not provided | 2016 | N/A | N/A | Basinwide | N/A | 1200 | N/A | Not provided | Not provided | Not provided | Not provided | Not provided | Not provided
2003 | BACH | BARC | N/A | BARC-101 | Public Education and Outreach | Distribution of brochures on green building design, ecological research programs, low impact development, sustainability, etc., at various events. | FIB- Stormwater | Completed | Not provided | 2016 | N/A | N/A | Basinwide | N/A | 31000 | Not provided | Not provided | Not provided | Not provided | Not provided | Not provided | Not provided
1893 | JESU | FDOT District 5 | Seminole County | FDOT-02 | Soldiers Creek Alum Treatment Facility | Flow-through alum system along CR 427 in Seminole County to reduce nutrient loads within Soldiers Creek. | Stormwater - Alum Injection System | Completed | 2015 | 2016 | N/A | 80 | N/A | 5692 | Not provided | Not provided | Florida Legislature | Not provided | N/A | N/A | 28.7282 | -81.3235
1894 | JESU | Town of Eatonville | Not provided | E-04 | Public Education | Brochures, newsletters, public displays, workshops, Illicit Discharge Program. | Education Efforts | Ongoing | Not provided | N/A | 1 | 0.1 | N/A | 0 | Not provided | Not provided | Not provided | Not provided | Not provided | Not provided | Not provided | Not provided
1895 | JESU | Town of Eatonville | Not provided | E-01 | Street Sweeping | Monthly street sweeping of 3.7 miles. | Street Sweeping | Ongoing | Not provided | N/A | 0 | 0 | N/A | 0 | Not provided | Not provided | Not provided | Not provided | Not provided | Not provided | Not provided | Not provided
1896 | JESU | City of Casselberry | TBD | C-38 | Lake Jesup Basin Nitrogen Removal Projects | TBD BMPs or facilities to target TN reduction in the Lake Jesup watershed. | Stormwater System Upgrade | Planned | 2022 | TBD | TBD | TBD | N/A | TBD | 300000 | TBD | Stormwater Utility | $300,000 | N/A | N/A | TBD | TBD
1897 | JESU | City of Casselberry | N/A | C-37 | Enhanced Street Sweeping | Additional streetsweeping 1X/month for first five months of each year (heavy leaf fall season) beyond base level. | Street Sweeping | Ongoing | 2019 | N/A | 180.8 | 119 | N/A | 0 | 0 | 31719 | Stormwater Utility | $31,719 | N/A | N/A | 28.671747 | -81.333746
1898 | JESU | City of Casselberry | N/A | C-36 | Credits for Missing BMPs | BMPs missing from the model. | BMP Missing from Model | Completed | Not provided | Prior to 2017 | 33 | 30 | N/A | N/A | 0 | 0 | N/A | N/A | N/A | N/A | Not provided | Not provided
1899 | JESU | City of Casselberry | N/A | C-35 | Concord Drive Improvements | New stormwater treatment for existing road. | Wet Detention Pond | Underway | 2014 | 2021 | 8.9 | 0 | N/A | 5.2923 | 1793137 | N/A | Sales Tax/ Stormwater Utility/ Water/ Sewer Utility/ Gas Tax/ Tree Fund | $1,793,137 | N/A | N/A | 28.6745583333333 | -81.3448555555556
1900 | JESU | City of Casselberry | N/A | C-33 | Triplet Lake Drive Signature Street | New stormwater treatment for existing road. | Dry Detention Pond | Completed | 2015 | 2017 | 3.1 | 0 | N/A | 10.8 | 3092425 | N/A | Local | $3,092,425 | N/A | N/A | 28.6696 | -81.3336
1901 | JESU | City of Casselberry | TBD | C-31 | Queens Mirror Nutrient Reduction Facility | Treatment of runoff from upstream areas prior to entering Queens Mirror Lake. | Stormwater - Alum Injection System | Underway | 2018 | 2022 | 867 | 173 | N/A | 1528 | 1178000 | 59000 | Stormwater Utility/ TMDL/ 319/ SJRWMD | Stormwater Utility - $800,000/ State Funding - $378,000 | N/A | N/A | 28.6598694444444 | -81.32235
1902 | JESU | City of Casselberry | N/A | C-30 | Structures Cleaning | 729 cubic feet of solids collected from catch basins, baffle boxes, and other structures per year. | BMP Cleanout | Ongoing | N/A | N/A | 14.8 | 9 | N/A | 0 | 0 | 0 | Not provided | Not provided | N/A | N/A | 28.671747 | -81.333746
1903 | JESU | City of Casselberry | Seminole County | C-28 | Enhanced Public Education | FYN, landscape and irrigation ordinances, PSAs, pamphlets/presentations, website, Illicit Discharge Program. | Education Efforts | Ongoing | N/A | N/A | 732.1 | 49 | N/A | 0 | 0 | 4000 | Stormwater Utility/ Water/ Sewer Utility Fund | N/A | N/A | N/A | 28.671747 | -81.333746
1904 | JESU | FDOT District 5 | N/A | FDOT-09 | Credits for Missing BMPs | BMPs missing from the model. | BMP Missing from Model | Completed | Not provided | Prior to 2017 | 476.2 | 65.1 | N/A | N/A | Not provided | Not provided | Florida Legislature | Not provided | N/A | N/A | Not provided | Not provided
1905 | JESU | City of Orlando | N/A | ORL-30 | BMP Clean Out | 9,977 cubic feet of material collected. | BMP Cleanout | Ongoing | Not provided | N/A | 8.4 | 4 | N/A | N/A | N/A | N/A | City of Orlando Stormwater Utility | N/A | N/A | N/A | Not provided | Not provided
1906 | JESU | City of Maitland | N/A | M-17 | Enhanced Public Education | Landscaping, irrigation, fertilizer, and pet waste ordinances, PSAs, presentations/ pamphlets, website, Illicit Discharge Program. | Education Efforts | Ongoing | 2000 | N/A | 96 | 7 | N/A | N/A | 5000 | 5000 | City of Maitland | $5,000 | N/A | Not provided | 28.624381 | -81.373533
1907 | JESU | City of Maitland | N/A | M-20 | Park Lake Baffle Boxes | Construction 2nd generation baffle box. | Baffle Boxes- Second Generation | Canceled | N/A | N/A | N/A | N/A | N/A | N/A | N/A | N/A | N/A | N/A | N/A | Not provided | N/A | N/A
1857 | LSJT | JEA | N/A | JEA-022 | Lift Station Inspection | Inspect lift stations near surface waters. | FIB- Sanitary Sewer | Ongoing | 2009 | N/A | N/A | N/A | Big Fishweir Creek/ Deer Creek/ Open Creek | N/A | N/A | N/A | JEA | N/A | N/A | N/A | 30.361598 | -81.582072
1858 | LSJT | JEA | N/A | JEA-044 | Pipe Cleaning | Clean existing pipes to avoid blockages. 12708 ft. of pipe cleaned in 2020. | FIB- Sanitary Sewer | Ongoing | 2009 | N/A | N/A | N/A | Craig Creek/ McCoy Creek/ Williamson Creek/ Fishing Creek/ Moncrief Creek/ Blockhouse Creek/ Cormorant Branch/ Wills Branch/ Greenfield Creek/ Pottsburg Creek/ Middle Trout River/ Deep Bottom Creek/ Lower Trout River | N/A | 12327 | 12327 | JEA | $12,327 | N/A | N/A | 30.361598 | -81.582072
1859 | LSJT | JEA | N/A | JEA-005 | Pump Station SCADA Upgrades | Retrofitting completed in 2004; all stations constructed since have SCADA installed. See Appendix E. | FIB- Sanitary Sewer | Completed | 2009 | 2009 | N/A | N/A | Newcastle Creek/ Hogan Creek/ Butcher Pen Creek/ Miller Creek/ Miramar Creek/ Big Fishweir Creek/ Deer Creek/ Terrapin Creek/ Goodbys Creek/ Open Creek | N/A | 22000000 | 22000000 | JEA | $22,000,000 | N/A | N/A | 30.361598 | -81.582072
2344 | CALO | LA-MSID (formerly ECWCD) | N/A | LA-08 | S-AW-2 Weir Elevation Improvements | Replacement of weir structures at increase control elevations to provide additional attenuation. | Control Structure | Completed | 2016 | 2017 | 415.7018 | 61.4219 | Tidal Caloosahatchee | 640 | 400000 | 15000 | LA-MSID | LA-MSID - $400,000 | N/A | N/A | 26.59239 | -81.61794
2345 | CALO | FDACS | Agricultural Producers | FDACS-01 | BMP Implementation and Verification | Enrollment and verification of BMPs by agricultural producers. Attenuated reductions based on HSPF model. Acres treated based on FDACS OAWP December 2020 Enrollment and FSAID VII. | Agricultural BMPs | Ongoing | N/A | N/A | 62208 | 2295 | Tidal Caloosahatchee | 49057.6632 | N/A | N/A | FDACS | TBD | N/A | N/A | Not provided | Not provided
2346 | CALO | LA-MSID (formerly ECWCD) | FDOT | LA-12 | Hendry Canal Widening | Widen three miles of Hendry Ext. Canal. Create additional stormwater storage within the canal system. | Hydrologic Restoration | Underway | 2020 | 2021 | TBD | TBD | West Caloosahatchee | 4100 | 5000000 | TBD | LA-MSID/ FDOT | TBD | TBD | N/A | 26.57153562 | -81.56511405
2347 | CALO | LA-MSID (formerly ECWCD) | NRCS/ FEMA | LA-11 | S-H-2 Weir Replacement | Replace failed fabriform weir. | Control Structure | Underway | 2018 | 2019 | 75.7229 | 7.7906 | West Caloosahatchee | 1100 | 675000 | TBD | NRCS/ FEMA/ LA-MSID | TBD | TBD | N/A | Not provided | Not provided
2348 | CALO | LA-MSID (formerly ECWCD) | FDOT/ Lee County | LA-10 | West Marsh Preserve | Wetland rehydration and treatment. | Hydrologic Restoration | Underway | 2017 | 2020 | TBD | TBD | Tidal Caloosahatchee | 32555 | 12000000 | TBD | LA-MSID/ FDOT/ Lee County | LA-MSID - $2,368,300/ FDOT - $5,000,000/ Lee County - $4,631,700 | N/A | Not provided | 26.64812855 | -81.70249402
2349 | EWCO | Lee County | SFWMD/ FWC/ CREW Land and Water Trust | IR-LC-01 | CREW | Land purchase and conversion to conservation land use. | Land Use Change | Completed | Prior to 2012 | 2020 | 0 | 0 | Imperial River | 15 | 208818 | TBD | County | County - $208,818 | N/A | N/A | 26.381847 | -81.720250
2350 | EWCO | Lee County | N/A | IR-LC-02 | Pine Lake Preserve | Land purchase and conversion to conservation land use. | Land Use Change | Completed | Prior to 2012 | Prior to 2012 | 1 | 0 | Imperial River | 129 | 2366273 | 42454 | County | County - $2,366,273 | N/A | N/A | 26.34288154 | -81.7409264
2351 | EWCO | Lee County | N/A | IR-LC-03 | Street Sweeping | Street sweeping. | Street Sweeping | Ongoing | Prior to 2012 | N/A | 150 | 50 | Imperial River | N/A | 694176 | 248572.3 | County | N/A | N/A | N/A | Not provided | Not provided
2352 | CALO | LA-MSID (formerly ECWCD) | Not provided | LA-06 | Mirror Lake Phase I | Detention pond. | Wet Detention Pond | Completed | Not provided | 2013 | 819.0695 | 127.175 | Tidal Caloosahatchee | 32555 | Not provided | Not provided | Not provided | Not provided | N/A | Not provided | 26.56256346 | -81.64746957
2987 | NIRL | Brevard County | DEP | BC-042 | Cedar Lane Indialantic | Upgrading a 1st Generation to a 2nd generation baffle box by adding the nutrient separating screen. | Baffle Boxes- Second Generation | Completed | Not provided | Prior to 2013 | 6.6576 | 0.7974 | B | 3.8 | 12507 | 2140 | DEP | DEP - $275,000 | S0648 | Not provided | 28.1028679100412 | -80.5827657581731
2988 | NIRL | Brevard County | DEP | BC-041 | River Shore 1925 Indialantic | Upgrading a 1st Generation to a 2nd generation baffle box by adding the nutrient separating screen. | Baffle Boxes- Second Generation | Completed | Not provided | Prior to 2013 | 34.6602 | 4.4525 | B | 7.4 | 12507 | 2140 | DEP | DEP - $275,000 | S0648 | Not provided | 28.1100983771568 | -80.5851276841474
2989 | NIRL | Brevard County | DEP | BC-049 | Lake George | Construction of a regional wet detention pond. Wet pond credited in BC-19. | Floating Islands/ Managed Aquatic Plant Systems (MAPS) | Completed | Not provided | 2017 | 282.2497 | 27.2907 | B | 719 | 51200 | Not provided | DEP/ County | Not provided | LP852 | Not provided | 28.4553943410101 | -80.6868569308333
2990 | NIRL | Brevard County | DEP | BC-039 | Alamanda Indian Harbour Beach | Upgrading a 1st Generation to a 2nd generation baffle box by adding the nutrient separating screen. | Baffle Boxes- Second Generation | Completed | Not provided | Prior to 2013 | 5.075 | 0.60681 | B | 2.8 | 12507 | 2140 | DEP | DEP - $275,000 | S0648 | Not provided | 28.1112527216627 | -80.5850920219407
2991 | NIRL | Brevard County | Not provided | BC-056 | Fountainhead | Removing vegetation from a wet detention pond. | Aquatic Vegetation Harvesting | Completed | Not provided | 2014 | 401 | 64.7 | B | 125.458 | 39274 | Not provided | Not provided | Not provided | N/A | Not provided | 28.1237873544048 | -80.6702140646093
2992 | NIRL | Brevard County | DEP | BC-068a | Multiple Ditch Outfall Denitrification D1 | Providing base flow/groundwater treatment in open drainage basins. | Biosorption Activated Media (BAM) | Canceled | N/A | 2019 | N/A | N/A | N/A | N/A | N/A | N/A | DEP | Not provided | LP0511A | N/A | N/A | N/A
2993 | NIRL | Brevard County | DEP | BC-069 | Multiple Ditch Outfall Denitrification D4 (replace by individual Basin #s/names) | Providing base flow/groundwater treatment in open drainage basins. | Biosorption Activated Media (BAM) | Planned | Not provided | 2019 | TBD | TBD | B | TBD | 2140000 | Not provided | DEP | Not provided | LP0511A | TBD | TBD | TBD
2994 | NIRL | Brevard County | Not provided | BC-070 | Otter Creek Basin D4 | Providing base flow/groundwater treatment in open drainage basins. | Biosorption Activated Media (BAM) | Planned | Not provided | 2019 | TBD | TBD | B | TBD | 130000 | Not provided | Not provided | Not provided | N/A | TBD | TBD | TBD
2995 | NIRL | Brevard County | SJRWMD | BC-071 | Suntree In-Channel Denitrification D4 | Providing base flow/groundwater treatment in open drainage basins. | Biosorption Activated Media (BAM) | Planned | Not provided | 2018 | TBD | TBD | B | TBD | 71000 | Not provided | SJRWMD | Not provided | N/A | TBD | 28.22371 | -80.67458
2233 | HAMO | FDOT District 5 | N/A | FDOT-32 | Education Efforts | Education efforts. | Education Efforts | Ongoing | 2004 | N/A | 101.1 | 13.3 | N/A | N/A | Not provided | Not provided | Florida Legislature | Not provided | N/A | N/A | Not provided | Not provided
2234 | HAMO | Turnpike Enterprise | N/A | TP-02 | Education Efforts | No fertilizer on right-of-ways, illicit discharge training. | Education Efforts | Ongoing | 2017 | N/A | TBD | TBD | N/A | N/A | N/A | N/A | N/A | N/A | N/A | N/A | 28.800256 | -81.313108
2235 | HAMO | Volusia County | Not provided | VC-01 | Education and Outreach | Education efforts. | Education Efforts | Ongoing | Not provided | N/A | 1391.9 | 201 | N/A | N/A | Not provided | Not provided | Not provided | Not provided | N/A | Not provided | Not provided | Not provided
2236 | HAMO | Volusia County | Not provided | VC-02 | Street Sweeping | Street sweeping. | Street Sweeping | Ongoing | Not provided | N/A | 3130 | 2007 | N/A | N/A | Not provided | Not provided | Not provided | Not provided | N/A | Not provided | Not provided | Not provided
2237 | HAMO | FDOT District 5 | N/A | FDOT-33 | Street Sweeping | Street sweeping. | Street Sweeping | Ongoing | 2004 | N/A | 410 | 263 | N/A | N/A | Not provided | Not provided | Florida Legislature | Not provided | N/A | N/A | Not provided | Not provided
2238 | CALO | Lee County | LA-MSID/ FDOT | LC-34 | West Harnes Marsh | Creation and enhancement of wetland marsh ecosystem, including hydraulic connection for water quality improvement and stormwater attenuation. | Constructed Wetland Treatment | Underway | 2018 | 2021 | TBD | TBD | Tidal Caloosahatchee | TBD | TBD | TBD | County/ LA-MSID | N/A | N/A | N/A | 26.647427 | -81.705287
2239 | CALO | Lee County | DEP | LC-33 | Telegraph Creek Preserve | Ditch blocks and native plantings in conveyances. | Hydrologic Restoration | Completed | 2016 | 2017 | 421.0935 | 43.7859 | Tidal Caloosahatchee | N/A | 107337 | 54639 | County/ DEP | $125,000 | S0873 | N/A | 26.744064 | -81.696723
2240 | EWCO | FDOT District 1 | N/A | HC-FDOT-01b | Wet Detention Ponds (1, 2, and 3) Facility ID: 12010-3561-02 | Wet detention. | Wet Detention Pond | Completed | 1999 | Prior to 2012 | 41 | 10 | Hendry Creek | 30 | Not provided | Not provided | Florida Legislature | Not provided | N/A | N/A | 26.525118 | -81.874415
2241 | EWCO | Lee County | DEP/ SFWMD | HC-LC-01 | Lakes Park Water Quality Restoration | Retrofit Lakes Park to improve water quality of stormwater runoff by routing flows through a created filter marsh system. | Constructed Wetland Treatment | Completed | Prior to 2012 | 2016 | 4533 | 0 | Hendry Creek | 1749 | 3500000 | 59535 | County/ DEP/ SFWMD | DEP - $510,000/ SFWMD - $1,389,659 | S0604 | 4600002529 | 26.52899611 | -81.87968159
1492 | LSJT | City of Atlantic Beach | N/A | AB-049 | Street Sweeping | Street sweeping throughout city. | FIB- Stormwater | Completed | Not provided | Prior to 2010 | N/A | N/A | Hopkins Creek | Not provided | N/A | 18000 | Atlantic Beach | Not provided | Not provided | Not provided | Not provided | Not provided
1493 | LSJT | City of Atlantic Beach | N/A | AB-050 | IDDE | Conduct field inspections to identify and remove illicit connections. | FIB- Stormwater | Completed | Not provided | Prior to 2010 | N/A | N/A | Hopkins Creek | N/A | N/A | Not provided | Atlantic Beach | Not provided | Not provided | Not provided | Not provided | Not provided
1494 | LSJT | City of Atlantic Beach | HUD | AB-051 | Septic Tank Phaseout | Carry out septic-to-sewer conversions through CDBG. | FIB- OSTDS | Completed | Not provided | Prior to 2010 | N/A | N/A | Sherman Creek | N/A | 4900 | N/A | CDBG | Not provided | Not provided | Not provided | Not provided | Not provided
1495 | LSJT | City of Atlantic Beach | N/A | AB-052 | Sewer Line Upgrades | Install new sewer system on Beach Avenue, Seminole Rd., Ocean Grove, Dewees areas. | FIB- Sanitary Sewer | Completed | Not provided | Prior to 2010 | N/A | N/A | Sherman Creek | N/A | 400000 | N/A | Atlantic Beach | Not provided | Not provided | Not provided | Not provided | Not provided
1496 | LSJT | City of Atlantic Beach | N/A | AB-053 | Sewer Line Upgrades | Replace sewer main in area of Pioneer Dr. | FIB- Sanitary Sewer | Completed | Not provided | Prior to 2010 | N/A | N/A | Sherman Creek | N/A | 17000 | N/A | Atlantic Beach | Not provided | Not provided | Not provided | Not provided | Not provided
1497 | LSJT | City of Atlantic Beach | N/A | AB-054 | Sewer Line Upgrades | Slipline sewer on Sherry Dr.; replace sewer in part of Salt Air subdivision. | FIB- Sanitary Sewer | Completed | Not provided | Prior to 2010 | N/A | N/A | Sherman Creek | N/A | 643000 | N/A | Atlantic Beach | Not provided | Not provided | Not provided | Not provided | Not provided
1498 | LSJT | City of Atlantic Beach | N/A | AB-042 | Total Miles of Rights-of-Way Maintained | Maintain rights-of-way. | FIB- Stormwater | Completed | Not provided | Prior to 2010 | N/A | N/A | Hopkins Creek/ Sherman Creek | N/A | N/A | Not provided | Atlantic Beach | Not provided | Not provided | Not provided | Not provided | Not provided
1499 | LSJT | City of Atlantic Beach | N/A | AB-056 | Sewer Line Upgrades | Repair sewer force main near Renault Dr. and Mayport Rd. | FIB- Sanitary Sewer | Completed | Not provided | Prior to 2010 | N/A | N/A | Sherman Creek | N/A | 20000 | N/A | Atlantic Beach | Not provided | Not provided | Not provided | Not provided | Not provided
1500 | LSJT | City of Atlantic Beach | N/A | AB-041 | Stormwater Pipe Maintenance (Repair/Replacement) | Repair or replace stormwater pipe. | FIB- Stormwater | Completed | Not provided | Prior to 2010 | N/A | N/A | Hopkins Creek/ Sherman Creek | N/A | N/A | Not provided | Atlantic Beach | Not provided | Not provided | Not provided | Not provided | Not provided
1501 | LSJT | City of Atlantic Beach | N/A | AB-058 | Sewer Line Upgrades | Repair effluent gravity outfall on Levy Rd. | FIB- Sanitary Sewer | Completed | Not provided | Prior to 2010 | N/A | N/A | Sherman Creek | N/A | 33000 | N/A | Atlantic Beach | Not provided | Not provided | Not provided | Not provided | Not provided
1502 | LSJT | City of Atlantic Beach | N/A | AB-059 | Sewer Line Upgrades | Replace sewer lines crossing Levy Rd. at Orchid, Rose, Violet, and Hibiscus. | FIB- Sanitary Sewer | Completed | Not provided | Prior to 2010 | N/A | N/A | Sherman Creek | N/A | 28000 | N/A | Atlantic Beach | Not provided | Not provided | Not provided | Not provided | Not provided
1503 | LSJT | City of Atlantic Beach | N/A | AB-060 | Sewer Line Upgrades | Implement sewer extension on Dudley St. | FIB- Sanitary Sewer | Completed | Not provided | Prior to 2010 | N/A | N/A | Sherman Creek | N/A | 25000 | N/A | Atlantic Beach | Not provided | Not provided | Not provided | Not provided | Not provided
1504 | LSJT | City of Atlantic Beach | N/A | AB-061 | Sewer Line Upgrades | Line sewers near Lift Station A, Palm Ave. | FIB- Sanitary Sewer | Completed | Not provided | Prior to 2010 | N/A | N/A | Sherman Creek | N/A | 40000 | N/A | Atlantic Beach | Not provided | Not provided | Not provided | Not provided | Not provided
1505 | LSJT | City of Atlantic Beach | N/A | AB-062 | Sewer Line Upgrades | Replace sewer force main and sanitary sewer on Wonderwood Rd. | FIB- Sanitary Sewer | Completed | Not provided | Prior to 2010 | N/A | N/A | Sherman Creek | N/A | 604609 | N/A | Atlantic Beach | Not provided | Not provided | Not provided | Not provided | Not provided
1506 | LSJT | City of Atlantic Beach | N/A | AB-063 | Sewer Line Upgrades | Replace sewer main and manholes in Town Center–Ocean Blvd. from 1st to 2nd St. | FIB- Sanitary Sewer | Completed | Not provided | Prior to 2010 | N/A | N/A | Sherman Creek | N/A | 14177 | N/A | Atlantic Beach | Not provided | Not provided | Not provided | Not provided | Not provided
1538 | LSJT | City of Atlantic Beach | Florida Legislature | AB-027 | Hopkins Creek RSF | Carry out water sampling – Section 319 grant requires 1 year of inlet and outlet water grab samples taken monthly; includes fecal coliform. | FIB- Stormwater | Completed | Not provided | Prior to 2010 | N/A | N/A | Hopkins Creek | N/A | Not provided | Not provided | Atlantic Beach/ Legislative Appropriation | Not provided | Not provided | Not provided | Not provided | Not provided
1539 | LSJT | City of Atlantic Beach | N/A | AB-028 | Public Education Through WAV | Implement stormwater water quality BMPs; carry out public education for stormwater and sewer. | FIB- Stormwater | Completed | Not provided | Prior to 2010 | N/A | N/A | Hopkins Creek/ Sherman Creek | N/A | N/A | 10000 | Atlantic Beach | Not provided | Not provided | Not provided | Not provided | Not provided
1540 | LSJT | City of Atlantic Beach | N/A | AB-029 | Ditch and Canal Inspection | Visually inspect stormwater systems weekly, and take corrective action as needed; mow, use weed eater, and pick up litter weekly during growing season, and as needed during colder months. | FIB- Stormwater | Completed | Not provided | Prior to 2010 | N/A | N/A | Hopkins Creek/ Sherman Creek | N/A | N/A | Not provided | Atlantic Beach | Not provided | Not provided | Not provided | Not provided | Not provided
1549 | LSJT | City of Atlantic Beach | N/A | AB-114 | Pump Station Inspections and Maintenance | Lift Station E Upgrades (799 Mayport Rd.); new emergency generator, new high efficiency motors. | FIB- Sanitary Sewer | Completed | Not provided | Prior to 2010 | N/A | N/A | Hopkins Creek | N/A | 49482 | N/A | Atlantic Beach | Not provided | Not provided | Not provided | Not provided | Not provided
1550 | LSJT | City of Atlantic Beach | Division of Emergency Management | AB-115 | Sewer Line Upgrades | Line sewer mains in Salt Air subdivision with CIPP. | FIB- Sanitary Sewer | Completed | Not provided | 2011 | N/A | N/A | Sherman Creek | N/A | 335730 | N/A | Atlantic Beach Division of Emergency Management | Not provided | Not provided | Not provided | Not provided | Not provided
1551 | LSJT | City of Atlantic Beach | N/A | AB-116 | Sewer Line Upgrades | Line sewer mains in Selva Marina subdivision with CIPP. | FIB- Sanitary Sewer | Completed | Not provided | 2011 | N/A | N/A | Sherman Creek | N/A | 264936 | N/A | Atlantic Beach | Not provided | Not provided | Not provided | Not provided | Not provided
1552 | LSJT | City of Atlantic Beach | N/A | AB-117 | Sewer Line Upgrades | Replace sewer main near Selva Marina Lift Station 1799 Selva Marina Dr. | FIB- Sanitary Sewer | Completed | Not provided | 2011 | N/A | N/A | Sherman Creek | N/A | 27400 | N/A | Atlantic Beach | Not provided | Not provided | Not provided | Not provided | Not provided
1553 | LSJT | City of Atlantic Beach | Division of Emergency Management | AB-118 | Manhole Inspections and Rehabilitation | Rehabilitate manholes in Salt Air subdivision. | FIB- Sanitary Sewer | Completed | Not provided | 2011 | N/A | N/A | Sherman Creek | N/A | 44952 | N/A | Trash Cleanup of Impaired Waterbody | Not provided | Not provided | Not provided | Not provided | Not provided
1554 | LSJT | City of Atlantic Beach | N/A | AB-119 | Manhole Inspections and Rehabilitation | Rehabilitate manholes in Selva Marina subdivision. | FIB- Sanitary Sewer | Completed | Not provided | 2011 | N/A | N/A | Sherman Creek | N/A | 21790 | N/A | Atlantic Beach | Not provided | Not provided | Not provided | Not provided | Not provided
1555 | LSJT | City of Atlantic Beach | N/A | AB-120 | Pump Station Inspections and Maintenance | Mimosa Cove lift station upgrades (1030 Mimosa Cove Ct.) – new pumps, motors, electrical, sitework/grading, building repairs. | FIB- Sanitary Sewer | Completed | Not provided | 2011 | N/A | N/A | Sherman Creek | N/A | 83023 | N/A | Atlantic Beach | Not provided | Not provided | Not provided | Not provided | Not provided
1556 | LSJT | City of Atlantic Beach | N/A | AB-121 | Pump Station Inspections and Maintenance | Electrical Upgrades at 3 Lift Stations (404 20th St., 995 Gavagan and 914 Schooners Bay). | FIB- Sanitary Sewer | Completed | Not provided | 2011 | N/A | N/A | Sherman Creek | N/A | 24743 | N/A | Atlantic Beach | Not provided | Not provided | Not provided | Not provided | Not provided
2595 | CIRL | City of Sebastian | IRL Council | SEB-23 | Community Oyster Garden Project | Community Oyster Garden Outreach Education Project. | Education Efforts | Underway | 2018 | Not provided | N/A | N/A | SEB | TBD | TBD | TBD | IRL Council | TBD | N/A | Not provided | Not provided | Not provided
2596 | CIRL | City of Vero Beach | N/A | VB-13 | River Drive Bridge | Not provided. | Baffle Boxes- Second Generation | Completed | Not provided | 2010 | 11.613 | 1.366 | B | 60.8 | Not provided | Not provided | COVB | Not provided | N/A | Not provided | 27.64035296 | -80.362710123
2597 | CIRL | City of Sebastian | N/A | SEB-21 | Septic to Sewer | 22 septic systems converted to central sewer. | OSTDS Phase Out | Underway | Not provided | Not provided | TBD | TBD | SEB | TBD | Not provided | Not provided | Not provided | Not provided | N/A | Not provided | Not provided | Not provided
2598 | CIRL | City of Sebastian | N/A | SEB-20 | Tulip Drainage | Not provided. | On-line Retention BMPs | Completed | Not provided | 2016 | TBD | TBD | SEB | 3.51 | Not provided | Not provided | Not provided | Not provided | N/A | Not provided | Not provided | Not provided
1704 | LSJT | FDOT District 2 | N/A | FDOT-012 | Maintain Wet Stormwater Management System –Drainage Area 22 acres | Continuous Maintenance. | FIB- Stormwater | Ongoing | Not provided | N/A | N/A | N/A | Open Creek | N/A | N/A | Not provided | Florida Legislature | Not provided | Not provided | Not provided | 30.2675530484 | -81.4540747131
1705 | LSJT | FDOT District 2 | COJ | FDOT-013 | BMAP Monitoring | BMAP monthly monitoring of Newcastle Creek, Hogan Creek, Miller Creek, Miramar Creek, and Deer Creek. | FIB- Source Identification Activities | Ongoing | Not provided | N/A | N/A | N/A | Newcastle Creek/ Hogan Creek/ Miller Creek/ Miramar Creek/ Deer Creek | N/A | N/A | Not provided | Florida Legislature/ COJ | Not provided | Not provided | Not provided | 30.3023686849 | -81.6284525957
1706 | LSJT | FDOT District 2 | COJ | FDOT-014 | Source Identification Sampling | Conducted when high levels of fecal coliform bacteria results are noted and source identification is necessary. | FIB- Source Identification Activities | Ongoing | Not provided | N/A | N/A | N/A | Hogan Creek/ Miller Creek/ Miramar Creek/ Deer Creek | N/A | N/A | Not provided | Florida Legislature/ COJ | Not provided | Not provided | Not provided | 30.342427249 | -81.6370475704
1640 | LSJT | FDOH | N/A | FDOH-018 | SWIM Project | Implement bRd.-ranging septic tank ordinance. | FIB- OSTDS | Completed | Not provided | Prior to 2010 | N/A | N/A | Craig Creek/ Williamson Creek/ Fishing Creek/ Deep Bottom Creek/ Moncrief Creek/ Cormorant Branch/ Pottsburg Creek/ Lower Trout River | N/A | N/A | Not provided | FDOH | Not provided | Not provided | Not provided | Not provided | Not provided
1641 | LSJT | FDOH | N/A | FDOH-019 | FDOH-Sponsored Training Programs | Annual training programs held for septic tank contractors, certified plumbers, maintenance entities, and environmental health professionals. | FIB- OSTDS | Completed | Not provided | Prior to 2010 | N/A | N/A | Craig Creek/ McCoy Creek/ Williamson Creek/ Fishing Creek/ Deep Bottom Creek/ Moncrief Creek/ Blockhouse Creek/ Hopkins Creek/ Cormorant Branch/ Wills Branch/ Sherman Creek/ Greenfield Creek/ Pottsburg Creek/ Middle Trout River/ Lower Trout River | N/A | 2500 | N/A | FDOH | Not provided | Not provided | Not provided | Not provided | Not provided
1642 | LSJT | FDOH | N/A | FDOH-020 | Application/Plan Review and Site Evaluations | FDOH performs plan review and site evaluation for each application received for OSTDS new construction, repair, or modification of existing system. | FIB- OSTDS | Completed | Not provided | Prior to 2010 | N/A | N/A | Craig Creek/ McCoy Creek/ Williamson Creek/ Fishing Creek/ Deep Bottom Creek/ Moncrief Creek/ Blockhouse Creek/ Hopkins Creek/ Cormorant Branch/ Wills Branch/ Sherman Creek/ Greenfield Creek/ Pottsburg Creek/ Middle Trout River/ Lower Trout River | N/A | N/A | Not provided | FDOH | Not provided | Not provided | Not provided | Not provided | Not provided
1643 | LSJT | FDOH | N/A | FDOH-021 | Septic Tank Failure Area Ranking | Score and prioritize septic tank failure areas annually. | FIB- OSTDS | Completed | Not provided | Prior to 2010 | N/A | N/A | Craig Creek/ McCoy Creek/ Williamson Creek/ Fishing Creek/ Deep Bottom Creek/ Moncrief Creek/ Blockhouse Creek/ Hopkins Creek/ Cormorant Branch/ Wills Branch/ Sherman Creek/ Greenfield Creek/ Pottsburg Creek/ Middle Trout River/ Lower Trout River | N/A | N/A | Not provided | FDOH | Not provided | Not provided | Not provided | Not provided | Not provided
1651 | LSJT | City of Neptune Beach | N/A | NB-049 | Sanitary Sewer Rehabilitation on Forest Avenue | Rebuild a sanitary sewer manhole adjacent to Hopkins Creek. (Note this may be a repeat of NB-057). | FIB- Sanitary Sewer | Canceled | Not provided | Prior to 2010 | N/A | N/A | Hopkins Creek | N/A | 5000 | N/A | Neptune Beach | Not provided | Not provided | Not provided | 30.31492262 | -81.41033024
1652 | LSJT | City of Neptune Beach | N/A | NB-050 | Bal Harbour Sanitary Sewer Improvements | Approximately 5,000 linear feet of sewer rehabilitation and replacement in the Bal Harbour neighborhood. (Note this may be a repeat of NB-059). | FIB- Sanitary Sewer | Canceled | Not provided | Prior to 2010 | N/A | N/A | Hopkins Creek | N/A | 5000 | N/A | Neptune Beach | Not provided | Not provided | Not provided | 30.31709912 | -81.40262425
1653 | LSJT | City of Neptune Beach | N/A | NB-051 | Gravity Sanitary Sewer Line Rehab Behind Fletcher High School | Repair offset 8” gravity sanitary sewer line behind Fletcher High School to facilitate lining the main. The line was near an adjacent ditch. | FIB- Sanitary Sewer | Completed | 2015 | 2015 | N/A | N/A | Hopkins Creek | N/A | 15907 | N/A | Neptune Beach | Not provided | Not provided | Not provided | 30.30994889 | -81.40172035
1864 | LSJT | FDOT District 2 | N/A | FDOT-046 | SR 208 (Wilson Blvd) Interchange Improvement | Construct stormwater management systems to treat areas of improvement. | FIB- Stormwater | Completed | Not provided | 2018 | N/A | N/A | Williamson Creek | Not provided | 3888271 | Not provided | Florida Legislature | Not provided | Not provided | Not provided | 30.2702786609 | -81.753510657
1865 | LSJT | JEA | N/A | JEA-013 | SSO Root Cause Program | SSO Root Cause Program. | FIB- Sanitary Sewer | Ongoing | 2009 | N/A | N/A | N/A | Newcastle Creek/ Hogan Creek/ Butcher Pen Creek/ Miller Creek/ Miramar Creek/ Big Fishweir Creek/ Deer Creek/ Terrapin Creek/ Goodbys Creek/ Open Creek | N/A | N/A | N/A | JEA | N/A | N/A | N/A | 30.361598 | -81.582072
1866 | LSJT | FDOT District 2 | N/A | FDOT-039 | Interstate 95 Improvement from South of Clark Rd. to Interstate 295 | Construct stormwater pond to capture and treat runoff. | FIB- Stormwater | Completed | Not provided | Prior to 2010 | N/A | N/A | Lower Trout River | Not provided | Not provided | Not provided | Florida Legislature | Not provided | Not provided | Not provided | 30.4118618562 | -81.6806942495
1867 | LSJT | JEA | N/A | JEA-021 | Walk the WBID Follow-up | Follow-up on seep under sewer line on northern branch as part of Walk the WBID. | FIB- Source Identification Activities | Completed | 2009 | 2009 | N/A | N/A | Miramar Creek | N/A | N/A | N/A | JEA | N/A | N/A | N/A | 30.284 | -81.656
1707 | LSJT | City of Neptune Beach | N/A | NB-043 | Gravity Sanitary Sewer Point Repair Behind Fletcher High School | Repair offset 8” gravity sanitary sewer line behind Fletcher High School to facilitate lining the main. The line was near an adjacent ditch. (Note this may be a repeat of NB-0051). | FIB- Sanitary Sewer | Canceled | Not provided | Prior to 2010 | N/A | N/A | Hopkins Creek | N/A | N/A | N/A | Neptune Beach | Not provided | Not provided | Not provided | 30.30994889 | -81.40172035
2161 | HAMO | City of Deltona | Not provided | DEL-02 | DRA GC-5 | Water quality treatment for a residential area. | On-line Retention BMPs | Completed | Not provided | 2012 | 25.5 | 4.3 | N/A | 10.5 | 120000 | 6000 | Not provided | Not provided | N/A | Not provided | 28.88487945 | -81.2166206
2162 | HAMO | City of Deltona | Not provided | DEL-01 | McGarity Kirkhill Regional Treatment Facility | Retrofit project to treat surface water runoff from a residential area in the city. | Wet Detention Pond | Completed | Not provided | 2012 | 344.6 | 91.8 | N/A | 277.2 | 1500000 | 50000 | Not provided | Not provided | N/A | Not provided | 28.85885963 | -81.2058588
2163 | HAMO | City of DeBary | N/A | DB-04 | Public Education and Ordinances | FYN; Irrigation Ordinance; Pet Waste Ordinance; PSAs, website, brochures, and inspection program for illicit discharges. | Education Efforts | Ongoing | 2010 | N/A | 317.2406 | 47.1008 | N/A | 8713 | 5000 | N/A | City of DeBary | $5,000 | N/A | N/A | 28.890278 | -81.306944
3768 | SILV | Marion County Utilities | SJRWMD/ DEP | S131 | Sleepy Hollow Package Plant Abatement (LS and FM) | Remove existing wastewater package plant in subdivision and replace with new duplex lift station. Install about 1,830 LF of new 6" forcemain along SE 4th St to tie into the MCU forcemain on SE 58th Ave. | Decommission/ Abandonment | Completed | 2016 | 2017 | 365 | N/A | Silver Springs PFA | N/A | 456024.58 | Not provided | SJRWMD/ Marion County Utilities Funding | SJRWMD - $309,00/ Marion County Utilities Funding - $117,389 | Not provided | Not provided | TBD | TBD
3769 | WAKU | Leon County | N/A | LC-028 | Adopt-A-Road Program | Maintain 20 miles of rights-of-way, collecting 1.3 tons of trash. | Education Efforts | Ongoing | 2015 | N/A | TBD | N/A | PFA1 | N/A | N/A | N/A | Leon County | N/A | N/A | Not provided | 30.471396 | -84.265821
3770 | SILV | City of Belleview | N/A | S129 | Providing Water and Sewer to Residents in Utility Service Area Adjacent to and West of SE 92nd Loop | A Utility System Master Plan and Septic to Sewer Planning Study were completed. The studies addressed upgrades to water delivery systems, wastewater collection systems, and conversion of OSTDS for 1300 residences currently on wells and OSTDS. | Study | Completed | 2020 | 2018 | N/A | N/A | Silver Springs Basin | N/A | 300000 | Not provided | Not provided | Not provided | N/A | N/A | TBD | TBD
3771 | SILV | City of Belleview | N/A | S128 | Provide Reuse Irrigation Water to the Belleview Sportplex | Meets a requirement of the Springs Protection by reducing ground water withdrawals. | WWTF Diversion to Reuse | Planned | 2020 | Not provided | N/A | N/A | Silver Springs Basin | N/A | 500000 | Not provided | City of Belleview | Not provided | N/A | N/A | TBD | TBD
2818 | CIRL | St. Lucie County | DEP/ SFWMD/ IRL National Estuary Program (NEP) | SLC-03 | Paradise Park Stormwater Improvement | Construction of drainage system providing 75 % treatment of first 1-inch runoff. | Dry Detention Pond | Completed | 2007 | 2014 | 170.7785 | 28.4539 | SIRL | 168.1 | 10000000 | TBD | DEP/ SFWMD/ IRL NEP | DEP - $225,000/ SFWMD - $304,448/ IRL NEP - $125,000 | LP56020 | Not provided | 27.472176845 | -80.344614804
2819 | CIRL | Town of Indian River Shores | IRL NEP | IRS-05 | Baffle Box | Installation of baffle box to reduce nutrient loading to lagoon. | Baffle Boxes- Second Generation | Completed | 2014 | 2015 | 86 | 10 | B | 53.6 | 122103 | 15000 | IRL NEP/ Town | Not provided | N/A | Not provided | 27.681431 | -80.368421
2820 | CIRL | Town of Melbourne Beach | N/A | MB-08 | Pelican Key Drainage Improvements - Basin 14 | Not provided. | Baffle Boxes- First Generation | Completed | Not provided | 2002 | 0.076322 | 0.051659 | A | 1.8 | Not provided | Not provided | Not provided | Not provided | N/A | Not provided | 28.059015571 | -80.561347216
2287 | CALO | Lee County | Florida Communities Trust (FCT) | LC-06 | Caloosahatchee Creeks Preserve | Land purchase and conversion to conservation land use. | Land Use Change | Completed | 2012 | 2012 | 88.5424 | 11.2905 | Tidal Caloosahatchee | 911.3 | 8175706 | 81323 | County | County - $8,175,706 | N/A | N/A | 26.703711 | -81.793069
2288 | CALO | Lee County | N/A | LC-08 | Hickory Swamp Preserve | Land purchase and conversion to conservation land use. | Land Use Change | Completed | 2012 | 2012 | 225.6855 | 8.5173 | Tidal Caloosahatchee | 67.2 | 467000 | 3856 | County | County - $467,000 | N/A | N/A | 26.665234 | -81.738647
2289 | CALO | Lee County | N/A | LC-18 | Whiskey Creek Weir Reconstruction | Retention lake weir repairs to restore originally intended design and operation. | Control Structure | Completed | Prior to 2012 | Prior to 2012 | 27712.1852 | 9113.0035 | Tidal Caloosahatchee | 549.6 | N/A | N/A | County | N/A | N/A | N/A | 26.575158 | -81.892428
2837 | CIRL | Town of Indialantic | N/A | TI-02 | Swale Construction | Not provided. | Grass swales without swale blocks or raised culverts | Underway | Not provided | TBD | 11.808 | 1.5624 | A | Not provided | Not provided | Not provided | Not provided | Not provided | N/A | Not provided | 28.090326 | -80.57113
2838 | CIRL | Town of Melbourne Beach | N/A | MB-01 | Basin 9 - Oak Street Pedway | Not provided. | Exfiltration Trench | Completed | Not provided | 2007 | 115.2747 | 17.6676 | A | 13.1 | 146000 | Not provided | Not provided | Not provided | N/A | Not provided | 28.063514333 | -80.55866428
2839 | CIRL | Brevard County | DEP | BC-16 | 430 Riverview | Upgraded a 1st generation to a 2nd generation baffle box by adding the nutrient separating screen. | Baffle Boxes- Second Generation | Completed | Not provided | 2015 | 12.6535 | 1.5155 | A | 7.55 | 30508 | 2140 | DEP | DEP - $275,000 | S0648 | Not provided | 28.058104939 | -80.563635833
2840 | CIRL | City of Fellsmere | N/A | F-03 | City Hall/Orange Street Project | Not provided. | Wet Detention Pond | Completed | Not provided | 2018 | 4 | 0.7 | SEB | 7.6 | Not provided | Not provided | Not provided | Not provided | N/A | Not provided | 27.766649993 | -80.602965188
2841 | CIRL | City of West Melbourne | N/A | WM-24 | Manchester Lakes | Not provided. | Wet Detention Pond | Completed | Not provided | 2016 | Not provided | Not provided | A | 133.02 | Not provided | Not provided | Private | Not provided | N/A | Not provided | Not provided | Not provided
2048 | BACH | BCA | Marina Owner | BCA-047 | Pump out | Clean Marina – Bahia Mar Marina. | FIB- Stormwater | Completed | Not provided | Prior to 2011 | N/A | N/A | 846C | N/A | Not provided | Not provided | Marina Owner | Not provided | Not provided | Not provided | Not provided | Not provided
2049 | BACH | Escambia County | Florida Communities Trust | Escambia County-030 | Jones Swamp Wetland Preserve | Wetland Preservation – Purchase of four parcels at Fairfield Dr. and Albany Ave. | FIB- Stormwater | Completed | Not provided | 2006 | N/A | N/A | 846A | N/A | 325000 | Not provided | Escambia County/ Florida Communities Trust | Not provided | N/A | N/A | 30.38994 | -87.30947
2050 | BACH | BCA | N/A | BCA-079 | Annual Bayou Chico Cleanup | Annual Bayou Chico cleanup. | FIB- Stormwater | Ongoing | Not provided | N/A | N/A | N/A | 846C | N/A | N/A | Not provided | Not provided | Not provided | Not provided | Not provided | Not provided | Not provided
2051 | BACH | ECUA | N/A | ECUA-009 | Fats, Oils, and Grease (FOG) Program | Implementation of measures to reduce FOG in the Sanitary Sewer system which reduces SSOs. | FIB- Sanitary Sewer | Ongoing | Not provided | N/A | N/A | N/A | Basinwide | N/A | N/A | Not provided | ECUA | Not provided | Not provided | Not provided | 30.399627 | -87.248207
2052 | BACH | Escambia County | DEP/ USFWS/ NaCo | Escambia County and Area Housing Commission-070 | Jones Creek East Stream Restoration | Restoration of 1,200 linear feet of East Jones Creek between Navy Blvd. and Old Corry Field Road; includes stream enhancement, floodplain expansion, riparian wetland restoration, invasive exotic species eradication, and elevated educational boardwalk. | FIB- Stormwater | Completed | Not provided | 2013 | N/A | N/A | 846A | Not provided | 415000 | Not provided | Escambia County/ DEP/ NaCo | DEP - $210,000/ Escambia County - $165,000/ NaCo - $40,000 | G0409 | N/A | 30.3985 | -87.27546
4149 | WEKR | FDOT District 5 | N/A | FDOT-06b | FM: 239535-2 | State Road 50: Add lanes from east ramps of Turnpike to Avalon Rd.; Wet Detention Ponds A and B providing treatment for runoff from existing and proposed pavement. | Wet Detention Pond | Completed | 2012 | 2016 | 37.09 | 3.97 | Outside Springshed | 5.97 | Not provided | Not provided | Florida Legislature | Not provided | N/A | Not provided | 28.552827 | -81.619837
4150 | WEKR | FDOT District 5 | N/A | FDOT-08 | Street Sweeping | Street sweeping contract. | Street Sweeping | Ongoing | Not provided | N/A | 568 | 309 | Outside Springshed | N/A | Not provided | Not provided | Florida Legislature | Not provided | N/A | Not provided | Not provided | Not provided
4151 | WEKR | FDOT District 5 | N/A | FDOT-09 | Fertilizer Cessation | Reduction of bulk fertilizer use on state roadways in basin. | Fertilizer Cessation | Completed | Not provided | 2005 | 1098 | 0 | Outside Springshed | N/A | Not provided | Not provided | Florida Legislature | Not provided | N/A | Not provided | Not provided | Not provided
4152 | WEKR | Lake County | N/A | LC-12 | Pipe and Catch Basin Cleaning | Removal of sediments and nutrients from roadside catch basins and stormwater pipes. | BMP Cleanout | Completed | 2017 | 2017 | 82 | 50 | Outside Springshed | N/A | 6500 | Not provided | Lake County | Not provided | N/A | Not provided | 28.793342 | -81.534078
4153 | WEKR | Lake County | Not provided | LC-02 | Lake May Reserve | 136 acres of remnant citrus, xeric oak hammock and 20-acre Lake May. | Land Acquisition | Completed | 2006 | 2008 | N/A | N/A | Outside Springshed | 136 | 6200000 | N/A | Not provided | Not provided | N/A | Not provided | 28.873339 | -81.63347
4154 | WEKR | FDOT District 5 | N/A | FDOT-05e | FM: 238314-1 (Dry Retention Pond 6) | State Road 500: Dry Retention Ponds 2, 4, 6; Wet Detention Ponds 3E, 5 A/B; Ponds 3B, 3C, 3D; French drain providing treatment for runoff generated from existing and proposed pavement. | On-line Retention BMPs | Completed | 2003 | 2008 | 19.05 | 1.91 | Outside Springshed | 2.3 | Not provided | Not provided | Florida Legislature | Not provided | N/A | Not provided | 28.822892 | -81.684541
4155 | WEKR | Lake County | Not provided | LC-04 | Neighborhood Lakes | Part of multiagency acquisition (DEP, SJRWMD, OOCEA, and Lake and Orange Counties) totaling 1,584 acres; Lake County partnered with SJRWMD to purchase 210 acres. | Land Acquisition | Completed | 2006 | 2007 | N/A | N/A | Outside Springshed | 1584 | 5000000 | N/A | Not provided | Not provided | N/A | Not provided | 28.790578 | -81.522269
4156 | WEKR | Lake County | Not provided | LC-05 | South Pine Lakes Reserve | Reserve consists of 2 adjoining properties totaling 128 acres, consisting of scrub, scrubby flatwoods, herbaceous marsh; bear habitat, possible sandhill crane nesting. | Land Acquisition | Completed | 2007 | 2008 | N/A | N/A | Outside Springshed | 128 | 985250 | N/A | Not provided | Not provided | N/A | Not provided | 28.929372 | -81.436072
3452 | STLU | North St. Lucie River WCD | N/A | NSLRWCD-06 | 90% Implementation Agricultural BMPs | All Ag BMP enrollment now included in FDACS-01. | Agricultural BMPs | Canceled | N/A | N/A | N/A | N/A | Primary BMAP Area | N/A | N/A | N/A | N/A | N/A | N/A | Not provided | N/A | N/A
3772 | SILV | City of Belleview | N/A | S127 | Sanitary Sewer and Water Main Loop along SE 132nd from US 441/27 to CR 484 | Economic engine to promote residential and commercial growth along SE 132nd Street (Belleview Beltway). | Wastewater Service Area Expansion | Completed | 2016 | 2019 | N/A | N/A | Silver Springs Basin | N/A | 1300000 | Not provided | Special Legislative Appropriation | Not provided | N/A | N/A | TBD | TBD
2592 | BIRL | City of Cocoa Beach | N/A | CB-11 | 321 Jack Dr. Exfiltration | Exfiltration trench providing 0.22 inches of retention. | Exfiltration Trench | Completed | 2006 | 2006 | 2.9933 | 0.44028 | B | 0.68712 | 4431 | 120 | City | $4,431 | N/A | N/A | 28.369868287 | -80.611135053
2593 | CIRL | City of Vero Beach | N/A | VB-02 | 10th and 12th Avenue Baffle Boxes | Includes ESI Ecovault® with a debris collection screen and baffle. | Baffle Boxes- Second Generation | Completed | Not provided | 2011 | 134.9803 | 15.9526 | B | 69.9 | 97800 | 1000 | COVB | Not provided | N/A | Not provided | 27.647203225 | -80.395716133
2594 | CIRL | City of Vero Beach | N/A | VB-12 | Indian River Drive E at Conn Way | Not provided. | Baffle Boxes- Second Generation | Completed | Not provided | 2012 | 70.7025 | 8.4479 | B | 68.5 | Not provided | Not provided | COVB | Not provided | N/A | Not provided | 27.662343621 | -80.36892178
2078 | BACH | BCA | Local Business Sponsors | BCA-052 | Pump out Facilities | Pump out facilities (three, including a mobile unit). | FIB- Stormwater | Completed | Not provided | Prior to 2011 | N/A | N/A | 846 | N/A | Not provided | Not provided | Local Business Sponsors/ State Grants | Not provided | Not provided | Not provided | Not provided | Not provided
2079 | BACH | Escambia County | N/A | Escambia County and ECUA-069 | Lakeview Street Drainage Improvements Phase II | Construction of new stormwater infrastructure in Kupfiran Park area. | FIB- Stormwater | Planned | Not provided | TBD | N/A | N/A | 846C | Not provided | 400000 | Not provided | Escambia County | Escambia County - $400,000 | Not provided | N/A | Incompatible Point | Incompatible Point
2080 | BACH | FWC | N/A | FWC-054 | Compliance and Inspection Sweeps | Compliance and Inspection Sweeps – For noncompliance on moored and live-aboard vessels. | FIB- Stormwater | Ongoing | Not provided | N/A | N/A | N/A | 846 | N/A | Not provided | Not provided | FWC | Not provided | Not provided | N/A | 30.404944 | -87.256155
2081 | BACH | Escambia County | NFWF | Escambia County-088 | Jones Creek Floodplain Restoration/ Expansion Project | Reestablish connection to historical floodplain along Jones Creek. | FIB- Stormwater | Underway | Not provided | TBD | N/A | N/A | 846A | N/A | TBD | N/A | NFWF | TBD | N/A | N/A | 30.39397 | -87.29739
2082 | BACH | BCA | N/A | BCA-056 | Bayou Chico Dredging | Bayou chico dredging. | FIB- Stormwater | Underway | Not provided | TBD | N/A | N/A | 846C | N/A | 10000000 | N/A | Not provided | Not provided | Not provided | Not provided | Not provided | Not provided
2083 | BACH | City of Pensacola | N/A | COP-057 | L and Zarragossa St. Drainage Improvements | New stormwater treatment. | FIB- Stormwater | Completed | Not provided | 2018 | N/A | N/A | 846C | Not provided | 1000000 | Not provided | FEMA | FEMA - $899,022 | N/A | Not provided | Not provided | Not provided
2084 | BACH | City of Pensacola | N/A | COP-058 | Pace and Gregory St., Magnet School Baffle Boxes | New stormwater treatment. | FIB- Stormwater | Completed | Not provided | 2013 | N/A | N/A | 846C | Not provided | 230000 | Not provided | City | City - $172,088.16 | N/A | Not provided | Not provided | Not provided
2085 | BACH | City of Pensacola | N/A | COP-059 | Street Sweeping Program | Street sweeping. | FIB- Stormwater | Ongoing | Not provided | N/A | N/A | N/A | 846C | N/A | 745000 | Not provided | City | City - $745,000 | N/A | Not provided | Not provided | Not provided
2086 | BACH | BARC | N/A | BARC-060 | Neighborhood Clean Sweep Program | Debris and garbage clean-ups throughout basin. | FIB- Stormwater | Ongoing | Not provided | N/A | N/A | N/A | Basinwide | N/A | N/A | Not provided | Not provided | Not provided | Not provided | N/A | Not provided | Not provided
2087 | BACH | Escambia County | N/A | Escambia County-039 | Pet Waste Ordinance, Part 1, Article 1, Section 10-11(f) | Pass an ordinance to define the handling and removal of domestic pet waste countywide. | FIB- Stormwater | Ongoing | Not provided | N/A | N/A | N/A | Basinwide | N/A | N/A | N/A | N/A | N/A | N/A | N/A | 30.40524 | -87.28631
2088 | BACH | ECUA | N/A | ECUA-064 | West Avery St. Sewer Upgrades | West Avery St. sewer upgrades. | FIB- Sanitary Sewer | Completed | Not provided | 2013 | N/A | N/A | 846C | N/A | Not provided | N/A | ECUA | Not provided | Not provided | Not provided | 30.385129 | -87.304918
2089 | BACH | Escambia County | N/A | Escambia County-066 | Monitoring Plan Implementation | Monitor water quality to identify additional sources and assess water quality trends. | FIB- Source Identification Activities | Ongoing | Not provided | N/A | N/A | N/A | Basinwide | N/A | N/A | 25000 | Escambia County | N/A | N/A | N/A | 30.40454 | -87.26923
2090 | BACH | BCA | Marine Industry Operations/ Ship or Commercial Boat Operators | BCA-053 | Marine Industry Operations | Marine Industry Operations – Obtain NPDES stormwater permit. | FIB- Stormwater | Completed | Not provided | Prior to 2011 | N/A | N/A | 846 | N/A | Not provided | Not provided | Marine Industry Operations/ Commercial Boat Operators | Not provided | Not provided | Not provided | Not provided | Not provided
2091 | SAFE | FDACS | Agricultural Producers | FDACS-02 | BMP Implementation and Verification - Livestock Waste | Enrollment and verification of livestock waste BMPs by agricultural producers. Reductions based on efficiencies referenced in the BMAP and 100% NOI enrollment of unenrolled acres. | Agricultural BMPs | Underway | Not provided | N/A | 51541.1959 | N/A | Basinwide | 45705 | N/A | N/A | TBD | TBD | N/A | Not provided | Not provided | Not provided
2092 | SAFE | SRWMD | DEP/ Agricultural Producers/ Local Governments/ Landowners/ Private Companies | SRWMD-06 | Sustainable Suwannee Springs Agriculture Pilot Program - Advanced Water Quality Improvement Technologies | Agriculture operators, landowners, local governments, private companies, other entities may submit proposals for advanced technologies that can cost-effectively reduce nitrogen in groundwater that contributes to spring flow. | Agricultural BMPs | Underway | 2016 | 2022 | 1832 | N/A | Basinwide | N/A | 190273 | N/A | DEP | $190,273 | LP6103D | 16/17-149 | 29.9072 | -82.4723
2093 | SAFE | FDACS | Agricultural Producers | FDACS-01 | BMP Implementation and Verification - Farm Fertilizer | EnroF2:F12llment and verification of farm fertilizer BMPs by agricultural producers. Acres Treated based on FDACS December 2019 NOI Enrollment and FSAID VI. Reductions based on efficiencies referenced in the BMAP and 100% NOI Enrollment. | Agricultural BMPs | Underway | Not provided | N/A | 232273.3386 | N/A | Basinwide | 41973 | N/A | N/A | TBD | TBD | N/A | Not provided | Not provided | Not provided
2094 | SAFE | City of Newberry | SRWMD | NEW-01 | Potable Water and Central Wastewater Improvements | Replace existing water and wastewater lines in close proximity to historic district, thereby reducing unaccounted water loss and preventing potential sewage spills. | WWTF Upgrade | Completed | 2017 | 2018 | TBD | N/A | Alachua County | TBD | 65000 | Not provided | City/ SRWMD | City - $26,566/ SRWMD - $38,434 | N/A | Not provided | Not provided | Not provided
1677 | LSJT | FDOT District 2 | N/A | FDOT-026 | Stormwater Management Systems | Construct wet detention pond at intersection of Interstates 10 and 95. | FIB- Stormwater | Ongoing | Not provided | N/A | N/A | N/A | McCoy Creek | Not provided | N/A | Not provided | Florida Legislature | Not provided | Not provided | Not provided | 30.3289802571 | -81.6991135181
1678 | LSJT | FDOT District 2 | N/A | FDOT-015 | Participate in TAT Calls and Efforts | Continue participation in TAT coordination calls and other TAT efforts. | FIB- Source Identification Activities | Ongoing | Not provided | N/A | N/A | N/A | BMAP I Basinwide | N/A | N/A | Not provided | Florida Legislature | Not provided | Not provided | Not provided | 30.3615976653 | -81.5820721716
1679 | LSJT | FDOT District 2 | N/A | FDOT-028 | Stormwater Management Systems | Lane Ave. | FIB- Stormwater | Completed | Not provided | Prior to 2010 | N/A | N/A | Williamson Creek | Not provided | Not provided | Not provided | Florida Legislature | Not provided | Not provided | Not provided | 30.2702786609 | -81.753510657
1680 | LSJT | FDOT District 2 | N/A | FDOT-029 | Stormwater Management Systems | Wilson Ave. | FIB- Stormwater | Completed | Not provided | Prior to 2010 | N/A | N/A | Williamson Creek | Not provided | Not provided | Not provided | Florida Legislature | Not provided | Not provided | Not provided | 30.2702786609 | -81.753510657
2977 | CIRL | City of Palm Bay | N/A | PB-26 | PMU1 North (Florin Pond) | Not provided. | Dry Detention Pond | Completed | Not provided | 2000 | TBD | TBD | A | 25.86 | 150000 | Not provided | Not provided | Not provided | N/A | Not provided | Not provided | Not provided
2978 | CIRL | City of Palm Bay | N/A | PB-27 | Education Efforts | FYN, ordinances, pamphlets, PSAs, website, illicit discharge program. | Education Efforts | Ongoing | Not provided | N/A | 12342.78 | 1787.1 | A | N/A | 1866695 | N/A | N/A | N/A | N/A | Not provided | Not provided | Not provided
2681 | CIRL | FDOT District 5 | N/A | FDOTD5-09 | D5_70220-3429-01 (Missing from model) | Pond A; Pond 1A under 242251-2 (10/09). Project canceled. Start date prior to 2000. BMP is accounted for in new model. | Wet Detention Pond | Canceled | 1995 | Prior to 2013 | N/A | N/A | A | 20 | Not provided | Not provided | Florida Legislature | Not provided | N/A | Not provided | 28.036388 | -80.656428
2682 | CIRL | FDOT District 5 | N/A | FDOTD5-08 | D5_70220-3433-01 | Pond C. | Wet Detention Pond | Completed | 2002 | 2000 | 2.5288 | 0.47441 | A | 9.3 | Not provided | Not provided | Florida Legislature | Not provided | N/A | Not provided | 27.99734 | -80.62486
2683 | CIRL | FDOT District 5 | N/A | FDOTD5-07 | D5_70100-3517-01 (Missing from model) | French drains. Project canceled. Start date prior to 2000. BMP is accounted for in new model. | 100% On-site Retention | Canceled | 1995 | Prior to 2013 | N/A | N/A | A | 3.4 | Not provided | Not provided | Florida Legislature | Not provided | N/A | Not provided | 28.071011 | -80.613906
2684 | CIRL | FDOT District 5 | N/A | FDOTD5-06 | D5_70050-3544-03 | Pond 7B. | Wet Detention Pond | Completed | 2012 | 2004 | 1.7269 | 0 | A | 5.1 | Not provided | Not provided | Florida Legislature | Not provided | N/A | Not provided | 28.078119 | -80.707622
2685 | CIRL | FDOT District 5 | N/A | FDOTD5-05 | D5_70012-3503-03 (Missing from model) | Pond WRA 3. | Dry Detention Pond | Completed | 2012 | Prior to 2013 | 5.8162 | 0.76747 | A | 7.3 | Not provided | Not provided | Florida Legislature | Not provided | N/A | Not provided | 28.013962 | -80.620564
1619 | LSJT | Naval Station Mayport | N/A | NSM-015 | Pet Waste Management/ Ordinance | Regulate pets in housing areas. | FIB- Stormwater | Ongoing | Not provided | N/A | N/A | N/A | Sherman Creek | N/A | N/A | Not provided | NS Mayport | Not provided | Not provided | Not provided | 30.3807968 | -81.4130873
1620 | LSJT | Naval Station Mayport | N/A | NSM-016 | Pet Waste Collection Stations | Install and maintain pet waste collection stations in recreational areas. | FIB- Stormwater | Ongoing | Not provided | N/A | N/A | N/A | Sherman Creek | N/A | 1417 | N/A | NS Mayport | Not provided | Not provided | Not provided | 30.3807968 | -81.4130873
1621 | LSJT | Naval Station Mayport | N/A | NSM-018 | Street Sweeping – Station | Street sweep monthly in non-housing areas. | FIB- Stormwater | Ongoing | Not provided | N/A | N/A | N/A | Sherman Creek | Not provided | N/A | Not provided | NS Mayport | Not provided | Not provided | Not provided | 30.3807968 | -81.4130873
1622 | LSJT | Naval Station Mayport | N/A | NSM-020 | Participate in TAT Calls and Efforts | Continue participation in the TAT coordination calls and other TAT efforts. | FIB- Source Identification Activities | Ongoing | Not provided | N/A | N/A | N/A | Sherman Creek | N/A | N/A | Not provided | NS Mayport | Not provided | Not provided | Not provided | 30.3807968 | -81.4130873
1623 | LSJT | Naval Station Mayport | N/A | NSM-021 | Sample Analysis | Continue BMAP monitoring, with adjustments made as needed, and Follow-up on high results per the TAT protocol. Add E. coli and enterococci, as appropriate. | FIB- Source Identification Activities | Ongoing | Not provided | N/A | N/A | N/A | Sherman Creek | N/A | N/A | Not provided | NS Mayport | Not provided | Not provided | Not provided | 30.382656 | -81.4122071
1624 | LSJT | City of Jacksonville | N/A | COJ-293 | Donnybrook Ave. | Storm sewer. | FIB- Stormwater | Completed | Not provided | 2014 | N/A | N/A | Lower Trout River | Not provided | 34910 | N/A | COJ | Not provided | Not provided | Not provided | 30.41178786 | -81.6806514592
1633 | LSJT | FDOH | N/A | FDOH-011 | Participate in Technical Assessment Team (TAT) Calls and Efforts | Continue participation in TAT coordination calls and other TAT efforts. | FIB- Source Identification Activities | Completed | Not provided | Prior to 2009 | N/A | N/A | Countywide | N/A | N/A | Not provided | FDOH | Not provided | Not provided | Not provided | Not provided | Not provided
1634 | LSJT | FDOH | N/A | FDOH-012 | Source Identification Follow-up | Assist DEP in following up on source identification results that indicate human source. | FIB- Source Identification Activities | Completed | Not provided | Prior to 2009 | N/A | N/A | Countywide | N/A | N/A | Not provided | FDOH | Not provided | Not provided | Not provided | Not provided | Not provided
1635 | LSJT | FDOH | N/A | FDOH-024 | Failure Area Evaluation | Work with COJ to evaluate why area south of Glynlea is not ranked as failure area. | FIB- OSTDS | Completed | Not provided | Prior to 2010 | N/A | N/A | Pottsburg Creek | N/A | Not provided | N/A | FDOH | Not provided | Not provided | Not provided | Not provided | Not provided
1636 | LSJT | FDOH | N/A | FDOH-014 | Department of Business and Professional Regulation (DBPR) reporting as appropriate | Develop inspection program for dumpster areas and behind restaurants, convenience stores, and grocery stores. | FIB- Stormwater | Completed | Not provided | Prior to 2009 | N/A | N/A | Countywide | N/A | N/A | Not provided | FDOH | Not provided | Not provided | Not provided | Not provided | Not provided
1637 | LSJT | FDOH | N/A | FDOH-003 | FDOH-Sponsored Training Programs | Annual training programs held for septic tank contractors, certified plumbers, maintenance entities, and environmental health professionals. | FIB- OSTDS | Completed | Not provided | Prior to 2009 | N/A | N/A | Newcastle Creek/ Hogan Creek/ Butcher Pen Creek/ Miller Creek/ Miramar Creek/ Big Fishweir Creek/ Deer Creek/ Terrapin Creek/ Goodbys Creek/ Open Creek | N/A | 2500 | N/A | FDOH | Not provided | Not provided | Not provided | Not provided | Not provided
1754 | LSJT | City of Jacksonville Beach | N/A | JB-052 | Sewer Pump Station Inspection and Maintenance | Routinely inspect existing pump stations. | FIB- Sanitary Sewer | Ongoing | Not provided | N/A | N/A | N/A | Hopkins Creek | N/A | N/A | Not provided | Jacksonville Beach | Not provided | Not provided | Not provided | 30.2988975933916 | -81.4023085128355
1755 | LSJT | City of Jacksonville Beach | N/A | JB-053 | Restaurant Grease Trap Inspections | Routinely inspect restaurant grease traps. | FIB- Sanitary Sewer | Ongoing | Not provided | N/A | N/A | N/A | Hopkins Creek | N/A | N/A | Not provided | Jacksonville Beach | Not provided | Not provided | Not provided | 30.2988975933916 | -81.4023085128355
1756 | LSJT | City of Jacksonville Beach | N/A | JB-054 | Stormwater System Ditch and Canal Maintenance | Routinely inspect drainage ditch at 12th Avenue North and 22nd St. North, Pinewood ditch, and spray for aquatic weeds. | FIB- Stormwater | Completed | Not provided | Prior to 2010 | N/A | N/A | Hopkins Creek | N/A | N/A | Not provided | Jacksonville Beach | Not provided | Not provided | Not provided | 30.3031032458607 | -81.4113814769516
1732 | LSJT | City of Jacksonville | N/A | COJ-296 | Stormwater Action Team Proactive Maintenance Program | Roadside and outfall ditch regrades, vegetation removal, illegal dumping Cleanup, and illicit discharge source removal. | FIB- Stormwater | Ongoing | Not provided | N/A | N/A | N/A | Craig Creek/ McCoy Creek/ Williamson Creek/ Fishing Creek/ Moncrief Creek/ Blockhouse Creek/ Cormorant Creek/ Wills Branch/ Pottsburg Creek/ Middle Trout River | N/A | 236724 | N/A | COJ | Not provided | Not provided | Not provided | 30.3621752667 | -81.6865615132
1733 | LSJT | City of Jacksonville | N/A | COJ-297 | Outfall Ditch Vegetation Management | Herbicide spraying and litter removal. | FIB- Stormwater | Ongoing | Not provided | N/A | N/A | N/A | Craig Creek/ McCoy Creek/ Williamson Creek/ Fishing Creek/ Moncrief Creek/ Blockhouse Creek | N/A | 35981 | N/A | COJ | Not provided | Not provided | Not provided | 30.3289802571 | -81.6991135181
2004 | BACH | Escambia County | NFWF | Escambia County-089 | Jackson Creek Floodplain Restoration/ Expansion Project | Reestablish connection to historical floodplain along Jackson Creek. | FIB- Stormwater | Underway | Not provided | TBD | N/A | N/A | 846B | N/A | TBD | N/A | NFWF | TBD | N/A | N/A | 30.41123 | -87.27257
2005 | BACH | ECUA | N/A | ECUA-001 | Lakewood Phase I | 183 OSTDS - FIB connections. | FIB- OSTDS | Completed | Prior to 2011 | Prior to 2011 | N/A | N/A | Multiple | N/A | 1431866 | N/A | ECUA | Not provided | Not provided | Not provided | 30.401003 | -87.260379
2006 | BACH | ECUA | N/A | ECUA-063 | Beach Haven Phase I | 1,720 connections total (half in Bayou Chico). | FIB- Sanitary Sewer | Completed | 2019 | 2020 | N/A | N/A | Not provided | N/A | 3600000 | N/A | ECUA | Not provided | Not provided | Not provided | 30.389556 | -87.2949735
2007 | BACH | BARC | N/A | BARC-102 | Bay Day Public Education and Outreach | Distribution of brochures at Bay Day 2007–2009 and hands-on environmental education activities. | FIB- Stormwater | Completed | Not provided | 2016 | N/A | N/A | Basinwide | N/A | Not provided | N/A | Not provided | Not provided | Not provided | Not provided | Not provided | Not provided
2008 | BACH | ECHD | FDOH | ECHD-017 | Industrial/Business Annual Operating Permits and Compliance Inspections | Issues a permit when a building served by an OSTDS - FIB is located in an area zoned or used for industrial/manufacturing purposes, or where a business generates commercial sewage waste. | FIB- Source Identification Activities | Ongoing | Not provided | N/A | N/A | N/A | Basinwide | N/A | N/A | Not provided | FDOH | Not provided | Not provided | Not provided | 30.405814 | -87.281056
2009 | BACH | ECUA | N/A | ECUA-008 | Edgewater Phase II | 295 OSTDS - FIB connections. | FIB- OSTDS | Completed | Prior to 2011 | Prior to 2011 | N/A | N/A | 846C | N/A | Not provided | N/A | ECUA | Not provided | Not provided | Not provided | 30.405107 | -87.267549
2010 | BACH | Escambia County | N/A | Escambia County-026 | New Stormwater Ponds with New Development | New stormwater ponds with new development – 9 new BMPs. | FIB- Stormwater | Ongoing | Not provided | N/A | N/A | N/A | Multiple | Not provided | 1100000 | Not provided | Not provided | Not provided | Not provided | N/A | 30.40527 | -87.28726
2011 | BACH | Escambia County | N/A | Escambia County-025 | Derelict Vessel Removal | Derelict vessel removal. | FIB- Stormwater | Ongoing | Not provided | N/A | N/A | N/A | Multiple | N/A | N/A | Not provided | Not provided | Not provided | N/A | N/A | 30.40460 | -87.25503
2012 | BACH | Escambia County | DEP | Escambia County-024 | Jackson Lakes | New stormwater BMPs and educational amphitheater and signage. | FIB- Stormwater | Completed | Not provided | 2009 | N/A | N/A | 846C | 1880 | 700000 | Not provided | Escambia County/ DEP | Escambia County - $255,000/ DEP - $445,000 | S0097 | N/A | 30.41264 | -87.26985
2013 | BACH | Escambia County | N/A | Escambia County-023 | Bayou Chico Restoration Projects: W St. Weir | W St. weir replacement. See Escambia County-074. | FIB- Stormwater | Canceled | N/A | N/A | N/A | N/A | 846C | N/A | N/A | N/A | N/A | N/A | N/A | N/A | N/A | N/A
2014 | BACH | Escambia County | ECUA | Escambia County-022 | Glynn Key | New stormwater best management practices (BMP) and educational boardwalk and signage. | FIB- Stormwater | Completed | Not provided | 2008 | N/A | N/A | 846A | Not provided | 940000 | Not provided | Escambia County/ DEP | DEP - $710,000/ Escambia County - $230,000 | G0063 | N/A | 30.39751 | -87.27624
2015 | BACH | ECHD | FDOH/ UWF | ECHD-021 | Healthy Beaches Program | Samples for fecal coliform and enterococci at specific sites in Bayou Chico, at Lakewood Park and Sanders Beach. | FIB- Source Identification Activities | Ongoing | 1999 | N/A | N/A | N/A | 848DA/ 846CB | N/A | N/A | Not provided | ECHD/ FDOH/ UWF | Not provided | Not provided | Not provided | 30.405818 | -87.281060
2016 | BACH | ECHD | FDOH | ECHD and Escambia County-20 | Escambia County Ordinance 99-36, referenced in Escambia County Ordinance, Chapter 98, Article III | Required inspection by ECHD prior to the sale or transfer of property with an existing septic system which is given to buyer and seller before closing. Required setbacks are also checked for compliance with Rule 64E-6, F.A.C., and Chapter 381, F.S. | FIB- Source Identification Activities | Completed | 1999 | 2012 | N/A | N/A | Multiple | N/A | N/A | Not provided | ECHD/ FDOH | Not provided | Not provided | Not provided | 30.405817 | -87.281059
2017 | BACH | BCA | Marina Owner | BCA-049 | Clean Marina | Clean Marina – Island Cove Marina. | FIB- Stormwater | Completed | Not provided | Prior to 2011 | N/A | N/A | 846C | N/A | Not provided | Not provided | Marina Owner | Not provided | Not provided | Not provided | Not provided | Not provided
2208 | HAMO | City of Sanford | HUD | S-07 | Baffle Boxes on 2nd St. | 1st generation baffle boxes. BMP Missing from Model. | BMP Missing from Model | Completed | Not provided | Prior to 2012 | 9 | 6.7 | N/A | 200.1 | 1891082 | Not provided | City/ Stormwater Utility/ DEP SRF/ Community Development Block Grant (CDBG) | Not provided | Not provided | Not provided | 28.810824 | -81.266911
2209 | HAMO | City of Sanford | DEP | S-08 | WWTP Reclaimed Water Nutrient Reduction | Upgrade to WWTP treatment process that will reduce the concentration of TN from 20mg/L to 4 mg/L and TP from 4mg/L to 1 mg/L in the reclaimed water; 0.376 MGD to Lake Monroe directly. | WWTF Nutrient Reduction | Underway | 2017 | 2020 | 9992.106 | 749.556 | N/A | Not provided | 16000000 | 100000 | City/ DEP SRF | Not provided | Not provided | Not provided | 28.815212 | -81.283154
2210 | HAMO | Seminole County | FDOT/ SJRWMD | SC-02 | Midway/IFAS RSF | RSF to collect and treat stormwater runoff. | Wet Detention Pond | Completed | 2008 | 2009 | 408.4 | 118.4 | N/A | 121.8 | 3790800 | 26662 | FDOT/ SJRWMD | FDOT - $1,966,472/ SJRWMD - $1,781,970 | N/A | SJ456AA | 28.79987 | -81.23467
1775 | LSJT | City of Jacksonville Beach | N/A | JB-031 | Flood Control Capital Project | Implement project at Tanglewood Rd. from Pinewood Lane to Sable Palm Lane. | FIB- Stormwater | Completed | Not provided | Prior to 2010 | N/A | N/A | Hopkins Creek | Not provided | 18000 | N/A | Jacksonville Beach | Not provided | Not provided | Not provided | 30.3000827902299 | -81.410349887293
1776 | LSJT | City of Jacksonville Beach | N/A | JB-032 | Flood Control Capital Project | Implement project at Tanglewood Rd. at Sable Palm Lane. | FIB- Stormwater | Completed | Not provided | Prior to 2010 | N/A | N/A | Hopkins Creek | Not provided | 10000 | N/A | Jacksonville Beach | Not provided | Not provided | Not provided | 30.300358715363 | -81.4098823041198
1777 | LSJT | City of Jacksonville Beach | N/A | JB-033 | Flood Control Capital Project | Implement project at Birchwood Rd. at Coral Way. | FIB- Stormwater | Completed | Not provided | Prior to 2010 | N/A | N/A | Hopkins Creek | Not provided | 14000 | N/A | Jacksonville Beach | Not provided | Not provided | Not provided | 30.3027933108258 | -81.4092777629517
1778 | LSJT | City of Jacksonville Beach | N/A | JB-034 | Flood Control Capital Project | Implement project at Coral Way between Sunset Dr. and Birchwood Rd. | FIB- Stormwater | Completed | Not provided | Prior to 2010 | N/A | N/A | Hopkins Creek | Not provided | 10000 | N/A | Jacksonville Beach | Not provided | Not provided | Not provided | 30.3014123984845 | -81.4087495220026
1779 | LSJT | City of Jacksonville Beach | N/A | JB-035 | Flood Control Capital Project | Implement project at Pinewood Rd. between Arden Way and Oakwood Rd. | FIB- Stormwater | Completed | Not provided | Prior to 2010 | N/A | N/A | Hopkins Creek | Not provided | 10000 | N/A | Jacksonville Beach | Not provided | Not provided | Not provided | 30.3035293478816 | -81.4140623544496
1780 | LSJT | City of Jacksonville Beach | N/A | JB-049 | Noncontributing Basins | Non-contributing to Hopkins Creek: Bentin Dr. North south to Beach Blvd., east to 11th St. and west to WBID boundary; Rosewood Dr., Oakwood Rd., Pinewood Rd. to west WBID boundary; 3rd St. east to 1st St. and 13th Avenue North south to Beach Blvd. | FIB- Stormwater | Completed | Not provided | Prior to 2010 | N/A | N/A | Hopkins Creek | N/A | N/A | N/A | Jacksonville Beach | Not provided | Not provided | Not provided | 30.2988975933916 | -81.4023085128355
1781 | LSJT | City of Jacksonville Beach | N/A | JB-037 | Flood Control Capital Project | Implement project at 3rd Ave. North from 4th to 5th St. North. | FIB- Stormwater | Completed | Not provided | Prior to 2010 | N/A | N/A | Hopkins Creek | Not provided | 10000 | N/A | Jacksonville Beach | Not provided | Not provided | Not provided | 30.2916199558431 | -81.3942363118105
1782 | LSJT | City of Jacksonville Beach | N/A | JB-027 | Flood Control Capital Project | Implement project at 16th St. North from 11th to 12th Avenue North. | FIB- Stormwater | Completed | Not provided | Prior to 2010 | N/A | N/A | Hopkins Creek | Not provided | 10000 | N/A | Jacksonville Beach | Not provided | Not provided | Not provided | 30.2986566933326 | -81.4073163377919
1783 | LSJT | City of Jacksonville Beach | N/A | JB-039 | Flood Control Capital Project | Implement project at 3rd Ave. North at 6th St. North. | FIB- Stormwater | Completed | Not provided | Prior to 2010 | N/A | N/A | Hopkins Creek | Not provided | 4000 | N/A | Jacksonville Beach | Not provided | Not provided | Not provided | 30.2913694952451 | -81.395872497146
1784 | LSJT | City of Jacksonville Beach | N/A | JB-040 | Flood Control Capital Project | Implement project at Cilewood Court at Tallwood Rd. | FIB- Stormwater | Completed | Not provided | Prior to 2010 | N/A | N/A | Hopkins Creek | Not provided | 4000 | N/A | Jacksonville Beach | Not provided | Not provided | Not provided | 30.3047953850496 | -81.4165744182698
1785 | LSJT | City of Jacksonville Beach | Private Developer | JB-041 | Flood Control Capital Project | Implement project at Lois Lane and Seagate Ave. | FIB- Stormwater | Completed | Not provided | Prior to 2010 | N/A | N/A | Hopkins Creek | Not provided | 14000 | N/A | Private Developer | Not provided | Not provided | Not provided | 30.3066994762201 | -81.4164649407252
1964 | JESU | FDACS | Agricultural Producers | AG-01 | BMP Implementation and Verification | Enrollment and verification of BMPs by agricultural producers. Reductions based on HSPF model. Acres treated based on FDACS OAWP December 2020 Enrollment and FSAID VII. | Agricultural BMPs | Ongoing | N/A | N/A | 2579 | 243 | N/A | 1483 | N/A | N/A | FDACS | TBD | N/A | N/A | Not provided | Not provided
1965 | JESU | City of Casselberry | N/A | C-20 | Park Drive Drainage/Wetland Improvements | Retention area on Lots 10A & 11 on north side of Park Drive. | 100% On-site Retention | Planned | 2013 | TBD | 1.4 | 0 | N/A | 2.04 | 229000 | N/A | TBD | TBD | N/A | N/A | 28.6680555555556 | -81.3137583333333
1966 | JESU | City of Casselberry | N/A | C-17 | 530 South Lake Triplet Drive Bioswales | Construction of bioswales and other drainage improvements. | Bioswales | Completed | 2015 | 2016 | 0.7 | 0 | N/A | 0.99 | 163000 | N/A | Stormwater Utility | $163,000 | N/A | N/A | 28.6622222222222 | -81.3266416666667
1967 | JESU | FDACS | Agricultural Producers | AG-03 | Remainder of Agricultural Lands Enrolled | Enrollment of remaining agricultural lands in BMP programs. | Agricultural BMPs | Underway | Not provided | N/A | TBD | TBD | N/A | TBD | N/A | N/A | N/A | N/A | N/A | N/A | Not provided | Not provided
1968 | JESU | Turnpike Enterprise | N/A | T-04 | Credits for Missing BMPs | BMPs missing from the model. | BMP Missing from Model | Completed | 2017 | 2017 | 902 | 110 | N/A | N/A | N/A | N/A | N/A | N/A | N/A | N/A | 28.706556 | -81.235956
1969 | JESU | FDACS | N/A | AG-02 | Credit for Changes in Land Use | Credit for changes in land use. | Land Use Change | Completed | Not provided | 2017 | 7084 | 491 | N/A | 1171 | N/A | N/A | N/A | N/A | N/A | N/A | Not provided | Not provided
1970 | JESU | Seminole County | N/A | SC-20 | BMP Clean Out | Clean out BMPs; 6,936 cubic feet of material per year. | BMP Cleanout | Ongoing | 2013 | N/A | 295 | 116 | N/A | N/A | N/A | TBD | N/A | N/A | N/A | N/A | 28.721152 | -81.246486
1971 | JESU | City of Altamonte Springs | N/A | A-07 | Fertilizer Ordinance | Fertilizer Ordinance adopted City-wide. Credits included in AS-03. | Regulations, Ordinances, and Guidelines | Completed | 2017 | 2017 | N/A | N/A | N/A | N/A | N/A | N/A | N/A | N/A | N/A | Not provided | Not provided | Not provided
1972 | JESU | City of Altamonte Springs | FDOT | A-06 | Sunrail Station, Altamonte Springs | Redevelopment of property for Sunrail Station. Project was found to be outside the BMAP requirements and was canceled in 2018. | Dry Detention Pond | Canceled | N/A | 2015 | N/A | N/A | N/A | N/A | N/A | N/A | N/A | N/A | N/A | Not provided | N/A | N/A
1638 | LSJT | FDOH | N/A | FDOH-016 | OSTDS Program | Implementation of programs to address septic systems as potential sources. | FIB- OSTDS | Completed | Not provided | Prior to 2010 | N/A | N/A | Craig Creek/ McCoy Creek/ Williamson Creek/ Fishing Creek/ Deep Bottom Creek/ Moncrief Creek/ Blockhouse Creek/ Hopkins Creek/ Cormorant Branch/ Wills Branch/ Sherman Creek/ Greenfield Creek/ Pottsburg Creek/ Middle Trout River/ Lower Trout River | N/A | N/A | 40300 | FDOH | Not provided | Not provided | Not provided | Not provided | Not provided
1639 | LSJT | FDOH | N/A | FDOH-017 | Annual Operating Permit | Annual operating permits issued for performance-based treatment systems, systems located in industrial manufacturing zones, and commercial systems. | FIB- OSTDS | Completed | Not provided | Prior to 2010 | N/A | N/A | Craig Creek/ McCoy Creek/ Williamson Creek/ Fishing Creek/ Moncrief Creek/ Blockhouse Creek/ Hopkins Creek/ Wills Branch/ Sherman Creek/ Greenfield Creek/ Pottsburg Creek/ Middle Trout River/ Lower Trout River | N/A | N/A | 38550 | FDOH | Not provided | Not provided | Not provided | Not provided | Not provided
1684 | LSJT | FDOT District 2 | N/A | FDOT-033 | Stormwater Management Systems | Construct pond as part of SR 13 widening. | FIB- Stormwater | Completed | Not provided | Prior to 2010 | N/A | N/A | Cormorant Branch | Not provided | Not provided | Not provided | Florida Legislature | Not provided | Not provided | Not provided | 30.1569356864 | -81.6240421632
1685 | LSJT | FDOT District 2 | N/A | FDOT-034 | Stormwater Management Systems | Construct wet ponds at intersection of Interstate 295 and Normandy. | FIB- Stormwater | Completed | Not provided | Prior to 2010 | N/A | N/A | Wills Branch | Not provided | Not provided | Not provided | Florida Legislature | Not provided | Not provided | Not provided | Incompatible Point | Incompatible Point
1686 | LSJT | FDOT District 2 | N/A | FDOT-035 | Stormwater Management Systems | Wonderwood Connector Project–construct wet detention pond. | FIB- Stormwater | Completed | Not provided | Prior to 2010 | N/A | N/A | Sherman Creek | Not provided | Not provided | Not provided | Florida Legislature | Not provided | Not provided | Not provided | 30.3619116463 | -81.4126805523
1687 | LSJT | FDOT District 2 | COJ | FDOT-025 | Source Identification Sampling | Conduct source identification sampling when high levels of fecal coliform bacteria are noted. | FIB- Source Identification Activities | Ongoing | Not provided | N/A | N/A | N/A | McCoy Creek/ Fishing Creek/ Deep Bottom Creek/ Moncrief Creek/ Sherman Creek/ Greenfield Creek/ Middle Trout River/ Craig Creek/ Williamson Creek/ Blockhouse Creek/ Hopkins Creek/ Cormorant Branch/ Wills Branch/ Pottsburg Creek/ Lower Trout River/ Pottsbu | N/A | N/A | 22546 | Florida Legislature/ COJ | Not provided | Not provided | Not provided | 30.2941684228 | -81.6419717476
1688 | LSJT | FDOT District 2 | N/A | FDOT-007 | Sediment Accumulation, Trash, and Debris Removal | Sediment accumulation, trash, and debris removed as needed. | FIB- Stormwater | Ongoing | Not provided | N/A | N/A | N/A | Hogan Creek/ Miller Creek/ Miramar Creek/ Big Fishweir Creek/ Deer Creek/ Goodbys Creek/ Open Creek | N/A | N/A | 325944 | Florida Legislature | Not provided | Not provided | Not provided | 30.3023686849 | -81.6284525957
1703 | LSJT | FDOT District 2 | N/A | FDOT-011 | Beach Blvd. Widening from Intracoastal Waterway to East of Penman | Beach Blvd. Widening from Intracoastal Waterway to East of Penman. | FIB- Stormwater | Completed | Not provided | Prior to 2009 | N/A | N/A | Open Creek | Not provided | 230910 | Not provided | Florida Legislature | Not provided | Not provided | Not provided | 30.2675530484 | -81.4540747131
1727 | LSJT | City of Jacksonville Beach | N/A | JB-025 | Flood Control Capital Project | Implement project at 17th St. North from 9th Avenue North to existing ditch. | FIB- Stormwater | Completed | Not provided | Prior to 2010 | N/A | N/A | Hopkins Creek | Not provided | 10000 | N/A | Jacksonville Beach | Not provided | Not provided | Not provided | 30.2977990670177 | -81.4072932837997
1728 | LSJT | City of Jacksonville Beach | N/A | JB-015 | Flood Control Capital Project | Improve stormwater system at 18th St. North, Tall Pine Park, perforated stormwater pipe. | FIB- Stormwater | Completed | Not provided | Prior to 2010 | N/A | N/A | Hopkins Creek | Not provided | 667472 | N/A | Jacksonville Beach | Not provided | Not provided | Not provided | 30.2970079788391 | -81.4084333645559
1729 | LSJT | City of Jacksonville | N/A | COJ-304 | Investigate Re-Routed Stormwater | Investigate stormwater projects in each BMAP WBID that may have diverted stormwater away from the tributaries. | FIB- Stormwater | Ongoing | Not provided | N/A | N/A | N/A | BMAP II Basinwide | N/A | N/A | Not provided | COJ | Not provided | Not provided | Not provided | 30.3615976653 | -81.5820721716
1730 | LSJT | City of Jacksonville | N/A | COJ-294 | Baldwin St. at Barber St. | Storm sewer. | FIB- Stormwater | Completed | Not provided | 2014 | N/A | N/A | Lower Trout River | Not provided | 30103 | N/A | COJ | Not provided | Not provided | Not provided | 30.4118618562 | -81.6806942495
1731 | LSJT | City of Jacksonville | N/A | COJ-295 | 10602 Civic Club Circle | Drain line. | FIB- Stormwater | Completed | Not provided | 2014 | N/A | N/A | Lower Trout River | Not provided | 41850 | N/A | COJ | Not provided | Not provided | Not provided | 30.4118618562 | -81.6806942495
2261 | CALO | Lee County | City of Fort Myers | LC-24 | Billy's Creek Wetland | Billy Creek Filter Marsh Park. | Constructed Wetland Treatment | Completed | Prior to 2012 | Prior to 2012 | 948 | 807 | Tidal Caloosahatchee | 1632 | 2500000 | N/A | County/ City of Fort Myers | $2,500,000 | N/A | N/A | 26.662645 | -81.824428
2262 | CALO | Lee County | DEP | LC-25 | Caloosahatchee Creeks Preserve–West Restoration | Hydrologic restoration. | Hydrologic Restoration | Completed | 2015 | 2016 | 16185.2093 | 1368.2592 | Tidal Caloosahatchee | 1295 | 250000 | N/A | County/ DEP | $250,000 | S0849 | N/A | 26.703014 | -81.809534
2263 | CALO | Lee County | DEP | LC-26 | Yellow Fever Creek – Gator Slough Transfer Facility | Return historical flow from Gator Slough Canal system to Yellow Fever Creek. There are 114 acres in the BMAP being treated by this project, there are additional areas being treated outside of the BMAP boundary. | Hydrologic Restoration | Planned | 2021 | 2021 | 102.5 | 118.4 | Tidal Caloosahatchee | 114 | TBD | TBD | County/ DEP | County - $175,000/ DEP - 817,000 | S0840/ LPQ0012 | N/A | 26.713912 | -81.933902
1994 | BACH | BARC | N/A | BARC-099 | Environmental Symposium 2007 | Public outreach and education on water, air, and land use issues and concerns. | FIB- Stormwater | Completed | Not provided | 2016 | N/A | N/A | Basinwide | N/A | 2400 | N/A | Not provided | Not provided | Not provided | Not provided | Not provided | Not provided
1995 | BACH | Escambia County | ECUA/ NFWF | Escambia County-092 | Corrydale | Restoration of 0.75 acres of wetland in Jones Swamp Wetland Preserve; project is associated with ECUA lift station relocation project. | FIB- Stormwater | Completed | Not provided | 2017 | N/A | N/A | 846A | N/A | 80000 | N/A | NFWF | NFWF - $80,000 | N/A | N/A | 30.39469 | -87.30335
1996 | BACH | Escambia County | Gulf Coast Ecosystem Restoration Council/ DEP | Escambia County-093 | Bayou Chico Dredging Phase I | Planning, design, and permitting of remediation of contaminated Bayou Chico sediments; future phases may include dredging, or other technology, to remove or otherwise mitigate impacts from contaminates in bayou sediments. | FIB- Stormwater | Underway | Not provided | TBD | N/A | N/A | Basinwide | N/A | TBD | N/A | Gulf Coast Ecosystem Restoration Council | Not provided | Not provided | N/A | 30.40519 | -87.25559
1997 | BACH | Escambia County | N/A | Escambia County-094 | Jackson Lakes Surface Water Quality Monitoring | Surface water quality monitoring in three former borrow pits along Jackson Creek. | FIB- Stormwater | Completed | Not provided | 2016 | N/A | N/A | 846B | N/A | 27000 | N/A | Escambia County | Escambia County - $27,000 | N/A | N/A | 30.41306 | -87.26948
1998 | BACH | Escambia County | N/A | Escambia County-090 | East Jones Creek Stream Restoration | Restore 1,200 linear feet of East Jones Creek; stream enhancement and natural stream channel restoration project; floodplain restoration; wetlands restoration; elevated educational boardwalk. | FIB- Stormwater | Completed | Not provided | 2015 | N/A | N/A | 846A | N/A | 395000 | Not provided | Escambia County/ DEP | Escambia County - $158,000/ DEP - $237,000 | G0281 | N/A | 30.39830 | -87.27643
1999 | BACH | BCA | N/A | BCA-096 | Barge Cleanup | Barge cleanup at residential location. | FIB- Stormwater | Completed | Not provided | 2016 | N/A | N/A | 846C | N/A | Not provided | N/A | Not provided | Not provided | Not provided | Not provided | Not provided | Not provided
2018 | BACH | ECHD | FDOH | ECHD-018 | Septic to Sewer Enforcement Program | Through notification and tracking, enforces conversion compliance for the septic tank phase-out program done in concert with ECUA. | FIB- Source Identification Activities | Ongoing | Not provided | N/A | N/A | N/A | Basinwide | N/A | N/A | Not provided | FDOH | Not provided | Not provided | Not provided | 30.405815 | -87.281057
2019 | BACH | BCA | Marina Owner | BCA-048 | Clean Marina | Clean Marina – Palm Harbor Marina. | FIB- Stormwater | Completed | Not provided | Prior to 2011 | N/A | N/A | 846C | N/A | Not provided | Not provided | Marina Owner | Not provided | Not provided | Not provided | Not provided | Not provided
2020 | BACH | ECHD | FDOH | ECHD-016 | OSTDS - FIB Permitting | Carries out all operational aspects of the OSTDS - FIB Program, as described in Rule 64E-6, F.A.C. | FIB- Source Identification Activities | Ongoing | Not provided | N/A | N/A | N/A | Basinwide | N/A | N/A | Not provided | FDOH | Not provided | Not provided | Not provided | 30.405813 | -87.281055
2060 | BACH | Escambia County | NFWF/ ECUA | Escambia County-078 | Beach Haven Stormwater Improvement Project Phase I | Construction of new stormwater infrastructure for 250 acres of existing residential development along Jones Creek. | FIB- Stormwater | Completed | Not provided | 2020 | N/A | N/A | 846A | 250 | 10900000 | Not provided | NFWF/ Escambia County/ ECUA/ DEP | NFWF - $5,000,000/ DEP - $500,000/ ECUA $3,700,000/ Escambia County - $1,700,000 | G0409 | N/A | 30.38951 | -87.29503
2061 | BACH | FDOT District 3 | N/A | FDOT-067 | MS4 Implementation | FDOT NPDES MS4 Permit No. FLS000019-004. | FIB- Stormwater | Completed | Not provided | 2018 | N/A | N/A | Basinwide | N/A | Not provided | Not provided | Florida Legislature | Not provided | Not provided | Not provided | Not provided | Not provided
2062 | BACH | City of Pensacola | N/A | COP-080 | R and Wright Street Baffle Box | R and Wright St. baffle box. | FIB- Stormwater | Completed | Not provided | 2018 | N/A | N/A | 846C | Not provided | 350000 | Not provided | City/ NFWF | City - $865,000 | N/A | Not provided | Not provided | Not provided
2072 | BACH | ECUA | HUD | ECUA and Escambia County-006 | Lakewood Phase VI | Sewer extension. | FIB- OSTDS | Completed | 2012 | 2013 | N/A | N/A | 846C | N/A | Not provided | N/A | HUD | Not provided | Not provided | Not provided | 30.401003 | -87.260379
2073 | BACH | ECUA | HUD | ECUA and Escambia County-005 | Lakewood Phase V | 256 OSTDS - FIB connections. | FIB- OSTDS | Completed | 2011 | 2013 | N/A | N/A | 846C | N/A | 3390897 | N/A | HUD | Not provided | Not provided | Not provided | 30.401003 | -87.260379
2074 | BACH | ECUA | HUD | ECUA and Escambia County-004 | Lakewood Phase IV | Sewer extension. | FIB- OSTDS | Completed | 2012 | 2014 | N/A | N/A | 846C | N/A | 128845 | N/A | HUD | Not provided | Not provided | Not provided | 30.401003 | -87.260379
2075 | BACH | ECUA | N/A | ECUA-003 | Lakewood Phase III | 112 OSTDS - FIB connections. | FIB- OSTDS | Completed | Prior to 2011 | Prior to 2011 | N/A | N/A | 846C | N/A | 723964 | N/A | ECUA | Not provided | Not provided | Not provided | 30.401003 | -87.260379
2076 | BACH | BCA | Marina Owner | BCA-050 | Clean Marina | Clean Marina – Harbor View Marina. | FIB- Stormwater | Completed | Not provided | Prior to 2011 | N/A | N/A | 846C | N/A | Not provided | Not provided | Marina Owner | Not provided | Not provided | Not provided | Not provided | Not provided
2077 | BACH | BCA | Marina Owner | BCA-051 | Clean Marina | Clean Marina Program – Pensacola Yacht Club. | FIB- Stormwater | Ongoing | Not provided | N/A | N/A | N/A | 846C | N/A | Not provided | Not provided | Marina Owner | Not provided | Not provided | Not provided | Not provided | Not provided
2095 | SAFE | FDOT District 2 | Not provided | FDOT-01 | Fertilizer Elimination | Eliminate fertilizer use in rights-of way. Reduction estimate of load to land surface of 16,901 lb-N/yr. | Fertilizer Cessation | Completed | Not provided | 2010 | 4563.27 | N/A | Basinwide | 776 | Not provided | Not provided | Not provided | Not provided | Not provided | Not provided | 29.929355 | -82.423323
2104 | SAFE | SRWMD | Agricultural Producers/ Local Governments/ Landowners Private Companies | SRWMD-07 | Regional Initiative Valuing Environmental Resources (RIVER) Program | Cost-share projects for improving wastewater facilities, preventing potential discharge of wastewater into receiving waters, and reducing loads from septic systems. This project was canceled in 2018 because detailed, individual projects were added. | WWTF Upgrade | Canceled | 2012 | N/A | TBD | N/A | Basinwide | N/A | 1500000 | N/A | SRWMD | $1,500,000 | N/A | Not provided | N/A | N/A
2105 | SAFE | City of Lake City | DEP | LC-01 | I-75/ SR 47 Cannon Creek Sink Wastewater Improvement Project - Phase I | Eliminate septic systems from 30 businesses and 5 residences to benefit water quality in Ichetucknee Spring. Reduction estimate to land surface of 11,950 lb-N/yr. | OSTDS Phase Out | Underway | 2018 | 2021 | 5377.5 | N/A | Columbia County | N/A | 3400871 | 1000 | City/ DEP | City - $1,703,415/ DEP - $1,697,456 | LP12030 | Not provided | 30.1204 | -82.6627
2106 | SAFE | Columbia County | DEP | CC-03 | Ichetucknee Trace - Cannon Creek Project | Provide flood mitigation, water quality improvement, and aquifer recharge through the replacement of an old drainage well and 13 acres of wetland construction. Reduction estimate of load to land surface of 10,000 lb-N/yr. | Regional Stormwater Treatment | Planned | TBD | 2021 | 2700 | N/A | Columbia County | 13 | 3030000 | Not provided | County/ DEP | County - $780,000/ DEP - $2,250,000 | S0924 | Not provided | Not provided | Not provided
2107 | SAFE | SRWMD | Agricultural Producers | SRWMD-08 | Precision Agricultural Practices | Provide cost-share funds to agricultural producers to implement precision nutrient and irrigation management technology. Districtwide program benefits split between Santa Fe and Suwannee BMAPs. Load reduction to land estimate of 312,500 lb-N/yr. | Agricultural BMPs | Underway | 2017 | TBD | 56250 | N/A | Basinwide | N/A | 625000 | N/A | N/A | N/A | LP6103K | Not provided | 29.9072 | -82.4723
2108 | SAFE | SRWMD | DEP/ Agricultural Producers | SRWMD-09 | Nursery Water Conservation Initiative | Assist nurseries in upgrading from overhead irrigation methods to micro-spray or drip irrigation. To date, 45 nurseries on 300 acres have received assistance. Load reduction to land estimate of 45,000 lb-N/yr. Canceled in 2019. | Agricultural BMPs | Canceled | 2015 | N/A | N/A | N/A | Basinwide | N/A | N/A | N/A | N/A | N/A | S0796 | Not provided | N/A | N/A
2109 | SAFE | Management Strategies | TBD | GOLF-01 | Golf Course Reduction Credits | 6 % BMP credit on golf course load to groundwater, assuming 100 % BMP implementation by golf course owners. | Golf Course or Sports Field BMPs | Planned | TBD | TBD | 2115.3866 | N/A | Basinwide | TBD | TBD | N/A | TBD | TBD | TBD | Not provided | N/A | N/A
2110 | SAFE | Management Strategies | TBD | SF-01 | Sports Field Reduction Credits | 10 % BMP credit on sports field load to groundwater, assuming 100 % BMP implementation by sports field owners. | Golf Course or Sports Field BMPs | Planned | TBD | TBD | 151.6644 | N/A | Basinwide | TBD | TBD | N/A | TBD | TBD | TBD | Not provided | N/A | N/A
2111 | SAFE | Management Strategies | TBD | WU-01 | Wastewater Treatment Facility Reduction Credits | Achieved by WWTF policy if implemented BMAP-wide, achieving 3 or 6 mg/L. | WWTF Upgrade | Planned | TBD | TBD | 21309 | N/A | Basinwide | TBD | TBD | N/A | TBD | TBD | TBD | Not provided | N/A | N/A
2112 | SAFE | SRWMD | DEP/ FDACS/ Dairy Producers | SRWMD-04 | Dairy Wastewater Conservation and Nutrient Optimization Project | Improve the management of dairy wastewater by increasing storage pond sizes to achieve greater nutrient uptake and irrigation efficiencies. Six agreements executed to date. Canceled because project location was determined to be outside the basin. | Agricultural BMPs | Canceled | 2014 | N/A | N/A | N/A | N/A | N/A | N/A | N/A | N/A | N/A | LP6103C | 16/17-119 | N/A | N/A
2113 | SAFE | GRU | DEP | GRU-01 | Wetland Creation at Shands Facility | Constructed a recharge wetland at a new Shands facility that removes nutrients from reclaimed water and stormwater and provides aquifer recharge. | Constructed Wetland Treatment | Canceled | N/A | N/A | N/A | N/A | Alachua County | N/A | N/A | N/A | N/A | N/A | N/A | N/A | N/A | N/A
2121 | SAFE | Alachua County | Gainesville Clean Water Partnership | AC-08 | Stream Bioassessment Study | The Stream Bioassessment Study project includes Stream Condition Index (SCI) in-stream biological assessment and Hester-Dendy sampling and analysis to provide ambient monitoring for TMDL and impaired watersheds. | Monitoring/Data Collection | Completed | 2017 | 2019 | N/A | N/A | Alachua County | N/A | 85969.84 | N/A | FDOT | $85,970 | N/A | Not provided | Not provided | Not provided
2122 | SAFE | Alachua County | Camp Kulaqua | AC-09 | Hornsby Springs Dissolved Oxygen and Faunal Study | This project seeks to evaluate the role of dissolved oxygen temporally and spatially and to explore what effect this may have on organisms, particularly macro-invertebrates. | Study | Completed | 2018 | 2019 | N/A | N/A | Alachua County | N/A | 14000 | N/A | County/ Wildlife Foundation of Florida Springs Protection License Plate Grant | $14,000 | N/A | Not provided | Not provided | Not provided
2123 | SAFE | Alachua County | Local and State Parks | AC-10 | Santa Fe River Springs Signage | The goal of this project is to increase awareness about the springs of the Santa Fe River and current springs issues and solutions. Interpretive signs will be installed at selected springs or parks along the Santa Fe River. | Education Efforts | Completed | 2018 | 2019 | N/A | N/A | Alachua County | N/A | 12600 | N/A | County/ Wildlife Foundation of Florida Springs Protection License Plate Grant | $12,600 | N/A | Not provided | Not provided | Not provided
2124 | SAFE | Gilchrist County | SRWMD | GC-01 | Santa Fe Park and Boat Ramp | Replace boat ramp, add docks and canoe launch, and remedy drainage to reduce sediment and nutrients. | Regional Stormwater Treatment | Completed | 2018 | 2019 | Not provided | N/A | Gilchrist County | Not provided | 129800 | Not provided | County/ SRWMD | County - $6,800/ SRWMD - $123,000 | N/A | Not provided | Not provided | Not provided
2140 | SAFE | Management Strategies | TBD | PD-01 | Dairy Reduction Credits | 15 % BMP credit on dairy load to groundwater assuming 100 % owner implemented BMPs on all dairy lands. | Agricultural BMPs | Planned | TBD | TBD | 7188.7475 | N/A | Basinwide | TBD | TBD | N/A | TBD | TBD | TBD | Not provided | N/A | N/A
2141 | SAFE | DEP FPS | N/A | FPS-01 | Ichetucknee Springs State Park | Remove septic system in wetlands at the Dampier's Landing Bath House and connect to existing wastewater treatment system in the uplands. | OSTDS Phase Out | Planned | TBD | TBD | Not provided | N/A | Columbia County | TBD | Not provided | N/A | DEP | Not provided | N/A | Not provided | Not provided | Not provided
2142 | HAMO | FDOT District 5 | N/A | FDOT-37 | FM: 407355-3 SR 415 – Pond B | Wet detention pond. | Wet Detention Pond | Completed | 2012 | 2016 | 7.9 | 0.8 | N/A | 8.5 | Not provided | Not provided | Florida Legislature | Not provided | N/A | N/A | 28.79764444 | -81.21361111
2143 | HAMO | FDOT District 5 | N/A | FDOT-23 | 77160-3404-07 (Pond 5) | Wet detention pond. | Wet Detention Pond | Completed | 2004 | 2004 | 47.4 | 8.6 | N/A | 30.5 | Not provided | Not provided | Florida Legislature | Not provided | N/A | N/A | 28.823732 | -81.328095
2144 | HAMO | FDOT District 5 | N/A | FDOT-14 | 79110-xxx4-01 (Pond 1 and 1A) | Wet detention pond 1 and 1A. | Wet Detention Pond | Completed | 2010 | 2012 | 54.4 | 11 | N/A | 35.6 | Not provided | Not provided | Florida Legislature | Not provided | N/A | N/A | 28.967974 | -81.252252
2145 | HAMO | FDOT District 5 | N/A | FDOT-14b | 79110-xxx4-02 (Pond 1A) | Wet detention pond. Credits included in FDOT-14. | Wet Detention Pond | Completed | 2010 | 2012 | N/A | N/A | N/A | N/A | Not provided | Not provided | Florida Legislature | Not provided | N/A | N/A | Not provided | Not provided
2146 | HAMO | FDOT District 5 | N/A | FDOT-15 | 79110-xxx4-03 (Pond 2 and 2A) | Wet detention pond 2 and 2A. | Wet Detention Pond | Completed | 2010 | 2012 | 65.3 | 13.3 | N/A | 38.7 | Not provided | Not provided | Florida Legislature | Not provided | N/A | N/A | 29.018519 | -81.229227
2147 | HAMO | FDOT District 5 | N/A | FDOT-15b | 79110-xxx4-04 (Pond 2A) | Dry detention pond. Credits included in FDOT-15. | Dry Detention Pond | Completed | 2010 | 2012 | N/A | N/A | N/A | N/A | Not provided | Not provided | Florida Legislature | Not provided | N/A | N/A | Not provided | Not provided
2148 | HAMO | FDOT District 5 | N/A | FDOT-16 | 79110-xxx4-05 (Pond 14) | Wet detention pond. | Wet Detention Pond | Completed | 2010 | 2012 | 43.8 | 8 | N/A | 24.5 | Not provided | Not provided | Florida Legislature | Not provided | N/A | N/A | Incompatible Point | Incompatible Point
2149 | HAMO | FDOT District 5 | N/A | FDOT-17 | SR 415 - missing from model | Grass swales without swale blocks or raised culverts. | BMP Missing from Model | Completed | Not provided | 2012 | 90.1 | 28.3 | N/A | 133.9 | Not provided | Not provided | Florida Legislature | Not provided | N/A | N/A | 28.819697 | -81.185788
2150 | HAMO | FDOT District 5 | N/A | FDOT-18 | SR 44 - missing from model | Grass swales without swale blocks or raised culverts. | BMP Missing from Model | Completed | Not provided | 2012 | 34.1 | 10.5 | N/A | 43.5 | Not provided | Not provided | Florida Legislature | Not provided | N/A | N/A | 29.015217 | -81.240597
2151 | HAMO | FDOT District 5 | N/A | FDOT-19 | SR 46 - missing from model | Grass swales without swale blocks or raised culverts. | BMP Missing from Model | Completed | Not provided | 2012 | 32.8 | 7.4 | N/A | 48.2 | Not provided | Not provided | Florida Legislature | Not provided | N/A | N/A | 28.811384 | -81.358754
2152 | HAMO | FDOT District 5 | N/A | FDOT-20 | 77160-3404-02 (Pond 1-NW) | On-line retention BMPs. | On-line Retention BMPs | Completed | 2004 | 2004 | 94.2 | 13.4 | N/A | 25.5 | Not provided | Not provided | Florida Legislature | Not provided | N/A | N/A | 28.7618276 | -81.3611722
2153 | HAMO | City of DeBary | N/A | DB-01 | Non-contributing Basin | Non-contributing Basin, not included in the TMDL model. | Non-contributing Basin | Completed | N/A | Prior to 2012 | 6522.5 | 1036.8 | N/A | Not provided | N/A | N/A | City of DeBary | N/A | N/A | N/A | Not provided | Not provided
2154 | HAMO | FDOT District 5 | N/A | FDOT-22 | 77160-3404-05 (Pond pond 4-1) | Wet detention pond. | Wet Detention Pond | Completed | 2004 | 2004 | 44.9 | 12.4 | N/A | 32.4 | Not provided | Not provided | Florida Legislature | Not provided | N/A | N/A | 28.817031 | -81.333803
2206 | HAMO | City of Sanford | N/A | S-05 | Sanford Avenue Baffle Box | 2nd generation baffle box. | Baffle Boxes- Second Generation | Completed | Not provided | 2015 | 5.5 | 0.7 | N/A | N/A | 2400000 | Not provided | City/ Storwmater Utility/ Community Redevelopment Agency (CRA) | Not provided | N/A | Not provided | 28.810718 | -81.264883
2207 | HAMO | City of Sanford | DEP | S-06 | Mill Creek Wet Detention Pond | Wet detention pond. | Wet Detention Pond | Completed | Not provided | 2004 | 1465.6 | 433.8 | N/A | 412.1 | 2085959 | Not provided | City/ Stormwater Utility/ DEP SRF | Not provided | Not provided | Not provided | 28.793466 | -81.286377
2217 | HAMO | City of Sanford | DEP | S-02 | Cloud Branch Phase II | Drainage/water quality improvements. | Wet Detention Pond | Completed | Not provided | 2007 | 1390.1 | 405.6 | N/A | 379.7 | 3072693 | Not provided | City/ Stormwater Utility/ DEP SRF | Not provided | Not provided | Not provided | 28.803953 | -81.278461
2218 | HAMO | FDOT District 5 | N/A | FDOT-31 | SR 415 - missing from model | Grass swales without swale blocks or raised culverts. | BMP Missing from Model | Completed | Not provided | 2012 | 39.1 | 8.5 | N/A | 65.1 | Not provided | Not provided | Florida Legislature | Not provided | N/A | N/A | 28.864674 | -81.162205
2219 | HAMO | FDOT District 5 | N/A | FDOT-35 | Noncontributing Area in Volusia County | Noncontributing area in Volusia County. | Non-contributing Basin | Completed | N/A | Prior to 2012 | 117.6 | 19 | N/A | 22.7 | Not provided | Not provided | Florida Legislature | Not provided | N/A | N/A | Not provided | Not provided
2220 | HAMO | FDOT District 5 | N/A | FDOT-28 | FM 242702 79110-3403-07 (Pond SS-2) | Wet detention pond. | Wet Detention Pond | Completed | 2001 | 2006 | 91.9 | 26.3 | N/A | 87.5 | Not provided | Not provided | Florida Legislature | Not provided | N/A | N/A | 28.873902 | -81.284953
2221 | HAMO | FDOT District 5 | N/A | FDOT-42 | FM: 408464 SR 400 Widening (from SR 44 to East of I-95) | Basin B Pond B. | Wet Detention Pond | Completed | 2012 | 2016 | 51.8 | 1.1 | N/A | 15.74 | Not provided | Not provided | Florida Legislature | Not provided | N/A | N/A | 29.036 | -81.213
2222 | HAMO | FDOT District 5 | N/A | FDOT-30 | FM 242702 Roadside Swale | Grass swales without swale blocks or raised culverts. | Grass swales without swale blocks or raised culverts | Completed | 2001 | 2006 | 39.5 | 5.7 | N/A | 13.3 | Not provided | Not provided | Florida Legislature | Not provided | N/A | N/A | 28.8679 | -81.28651
2965 | CIRL | City of Palm Bay | N/A | PB-18 | Turkey Creek Maintenance Dredging - Sump | Not provided. | Muck Removal/Restoration Dredging | Completed | Not provided | 2014 | Not provided | Not provided | A | Not provided | Not provided | Not provided | Not provided | Not provided | N/A | Not provided | Not provided | Not provided
2966 | CIRL | City of Palm Bay | N/A | PB-17 | Turkey Creek Maintenance Dredging | Not provided. | Muck Removal/Restoration Dredging | Completed | Not provided | 2007 | Not provided | Not provided | A | Not provided | 255241 | Not provided | Not provided | Not provided | N/A | Not provided | Not provided | Not provided
1748 | LSJT | City of Jacksonville Beach | N/A | JB-028 | Flood Control Capital Project | Implement project at 11th Avenue North from 17th to 18th St. North. | FIB- Stormwater | Completed | Not provided | Prior to 2010 | N/A | N/A | Hopkins Creek | Not provided | 15000 | N/A | Jacksonville Beach | Not provided | Not provided | Not provided | 30.2981247210811 | -81.4085100051451
1749 | LSJT | City of Jacksonville | N/A | COJ-302 | Dumpster Inspection Program | Develop an inspection program for dumpster areas and behind restaurants, convenience stores, and grocery stores. | FIB- Stormwater | Ongoing | Not provided | N/A | N/A | N/A | BMAP II Basinwide | N/A | N/A | Not provided | COJ | Not provided | Not provided | Not provided | 30.2941684228 | -81.6419717476
1750 | LSJT | City of Jacksonville Beach | N/A | JB-059 | IDDE | Field observations to identify and coordinate removal of illicit connections. | FIB- Stormwater | Ongoing | Not provided | N/A | N/A | N/A | Hopkins Creek | N/A | N/A | Not provided | Jacksonville Beach | Not provided | Not provided | Not provided | 30.2988975933916 | -81.4023085128355
1812 | LSJT | JEA | COJ | JEA-024 | Verify Location of Lift Stations in WBID Boundary | Verify stations on boundary. | FIB- Sanitary Sewer | Completed | 2009 | 2010 | N/A | N/A | Big Fishweir Creek/ Terrapin Creek/ Goodbys Creek/ Open Creek | N/A | 2332 | 2332 | COJ | $2,332 | N/A | N/A | 30.361598 | -81.582072
1813 | LSJT | JEA | N/A | JEA-035 | Sample Analysis | Continue to run analysis on up to 32 samples for DEP’s Northeast District Office, and add E. coli and enterococci sampling, as appropriate. | FIB- Source Identification Activities | Ongoing | 2009 | N/A | N/A | N/A | BMAP I Tributaries | N/A | N/A | N/A | JEA | N/A | N/A | N/A | 30.361598 | -81.582072
1814 | LSJT | JEA | N/A | JEA-055 | Lift Station Inspection | Inspect pump stations near surface waters to ensure they are functioning properly and report status in first annual report. | FIB- Sanitary Sewer | Ongoing | 2009 | N/A | N/A | N/A | McCoy Creek/ Fishing Creek/ Deep Bottom Creek/ Moncrief Creek/ Blockhouse Creek/ Cormorant Branch/ Wills Branch/ Greenfield Creek/ Pottsburg Creek/ Middle Trout River/ Lower Trout River | N/A | N/A | N/A | JEA | N/A | N/A | N/A | 30.361598 | -81.582072
1815 | LSJT | JEA | N/A | JEA-066 | Walk the WBID Follow-up | Address any action items identified result of Phase 2 Walk the WBID. | FIB- Source Identification Activities | Completed | 2009 | 2015 | N/A | N/A | BMAP II Tributaries | N/A | N/A | N/A | JEA | N/A | N/A | N/A | 30.361598 | -81.582072
1816 | LSJT | JEA | N/A | JEA-065 | Prioritize Infrastructure Improvements | Give priority to improving/repairing infrastructure close to surface waterbodies and stormwater conveyances. | FIB- Sanitary Sewer | Ongoing | 2009 | N/A | N/A | N/A | BMAP II Tributaries | N/A | N/A | N/A | JEA | N/A | N/A | N/A | 30.361598 | -81.582072
1832 | LSJT | JEA | N/A | JEA-049 | Nondestructive Testing Program/Pipe Integrity Testing | Non-Destructive Testing Program/Pipe Integrity Testing. | FIB- Sanitary Sewer | Ongoing | Not provided | N/A | N/A | N/A | Craig Creek/ McCoy Creek/ Williamson Creek/ Fishing Creek/ Deep Bottom Creek/ Moncrief Creek/ Blockhouse Creek/ Cormorant Branch/ Wills Branch/ Greenfield Creek/ Pottsburg Creek/ Middle Trout River/ Lower Trout River | N/A | TBD | TBD | JEA | TBD | N/A | N/A | 30.361598 | -81.582072
1833 | LSJT | JEA | N/A | JEA-048 | Pop-Top Program | Pop-Top Program. | FIB- Sanitary Sewer | Ongoing | 2009 | N/A | N/A | N/A | Craig Creek/ McCoy Creek/ Williamson Creek/ Fishing Creek/ Deep Bottom Creek/ Moncrief Creek/ Blockhouse Creek/ Cormorant Branch/ Wills Branch/ Greenfield Creek/ Pottsburg Creek/ Middle Trout River/ Lower Trout River | N/A | TBD | TBD | JEA | TBD | N/A | N/A | 30.361598 | -81.582072
2155 | HAMO | FDOT District 5 | N/A | FDOT-11 | 79110-xxx (Pond 5) | Wet detention pond. | Wet Detention Pond | Completed | 2008 | 2008 | 27.2 | 6.2 | N/A | 22.6 | Not provided | Not provided | Florida Legislature | Not provided | N/A | N/A | 28.99931 | -81.24221
2541 | BIRL | Brevard County | DEP | BC-19 | Third Ave Baffle Box | Upgrading a 1st generation baffle box to a 2nd generation baffle box by adding the nutrient separating screen. | Baffle Boxes- Second Generation | Completed | 2014 | 2015 | 97.4044 | 11.908 | B | 53.1 | 31452 | 1000 | DEP | DEP - $31,452 | S0648 | N/A | 28.19985502 | -80.601077781
2542 | BIRL | Brevard County | Not provided | BC-18 | Florida Boulevard | Installation of floating vegetation islands to remove nitrogen from an existing wet detention pond. | Floating Islands/ Managed Aquatic Plant Systems (MAPS) | Completed | 2013 | 2013 | 39.2491 | 3.1346 | B | 73.6 | 40772 | 18295 | DEP | $40,772 | G0430 | N/A | 28.390769459 | -80.703548894
2543 | BIRL | Brevard County | DEP | BC-06 | Albatross | Upgrading a 1st generation to a 2nd generation baffle box by adding the nutrient separating screen. | Baffle Boxes- Second Generation | Completed | 2008 | 2013 | 41.8075 | 5.0487 | B | 21.8 | 33000 | 1500 | DEP | DEP - $33,000 | G0268 | N/A | 28.365934409 | -80.66786404
2544 | BIRL | Brevard County | DEP | BC-05 | Hampton South (Needle Blvd) | Upgrading a 1st generation to a 2nd generation baffle box by adding the nutrient separating screen. | Baffle Boxes- Second Generation | Completed | 2008 | 2013 | 29.441 | 3.5262 | B | 18.1 | 29000 | 1500 | DEP | DEP - $29,000 | G0268 | N/A | 28.36600981 | -80.691626014
3712 | OKEE | FDOT District 5 | N/A | FDOT5-29 | 407143-4 Pond WDA 3 (SR 482 widening from west of Turkey Lake Rd. to east of Universal Blvd.) | Add lanes and reconstruct. | Wet Detention Pond | Underway | 2016 | 2021 | 7.7 | 2.4 | Upper Kissimmee | 23 | Not provided | Not provided | Florida Legislature | Not provided | N/A | N/A | 28.4504697292 | -81.4568397086
3713 | OKEE | FDOT District 5 | N/A | FDOT5-22 | 405515-A and B State Road 400 Wet Detention Pond (Ponds 1 and 2) | Add lanes and reconstruct. | Wet Detention Pond | Completed | Not provided | 2011 | 0.5 | 0.6 | Upper Kissimmee | 14.8 | Not provided | Not provided | Florida Legislature | Not provided | N/A | N/A | 28.3969417504 | -81.4877393999
3714 | OKEE | FDOT District 5 | N/A | FDOT5-18 | 239663-C Widening of State Road 530 from State Road 535 to Hoagland Boulevard (Pond 3) | Add lanes and reconstruct. | Wet Detention Pond | Completed | Not provided | 2010 | 16.9 | 3.6 | Upper Kissimmee | 16.9 | Not provided | Not provided | Florida Legislature | Not provided | N/A | N/A | 28.3121856115 | -81.4666896759
3715 | OKEE | Orange County | N/A | OC-05 | Shingle/Boggy/Hart Basin Street Sweeping | Countywide street sweeping (about 13,000 curb miles). | Street Sweeping | Ongoing | Prior to 2014 | N/A | 176.2 | 130.4 | Upper Kissimmee | N/A | 404000 | 404000 | Orange County | $404,000 | N/A | N/A | Not provided | Not provided
3716 | SILV | Management Strategies | DEP | OSTDS02 | Enhancement of Existing OSTDS – Required | Required repair, upgrade, replacement, modification, addition of nitrogen reducing features, initial connection to a central sewerage system, or other action taken to comply with the OSTDS Remediation Plan. | Onsite Sewage Treatment and Disposal System (OSTDS) Enhancement | Planned | TBD | TBD | TBD | N/A | Silver Springs Basin – inside PFA | N/A | TBD | N/A | DEP | TBD | TBD | Not provided | N/A | N/A
2627 | CIRL | City of Vero Beach | N/A | VB-17 | Street Sweeping | Street sweeper operating 40 hours per week and sweeping approximately 9,600 miles annually. | Street Sweeping | Ongoing | Not provided | N/A | 683 | 430 | B | N/A | 253000 | 76800 | COVB | COVB - $253,000.00 | N/A | Not provided | 27.646208 | -80.392835
2810 | CIRL | North St. Lucie River WCD | N/A | NSLR-02 | Invasive Vegetation Removal at Canals 33 and 42 | Mechanical removal of invasive vegetation in canals and surrounding banks. | Aquatic Vegetation Harvesting | Completed | Not provided | Prior to 2013 | N/A | N/A | SIRL | Not provided | Not provided | Not provided | Not provided | Not provided | N/A | Not provided | Incompatible Point | Incompatible Point
3791 | SILV | Management Strategies | TBD | S149 | Sports Field Reduction Credits | 6 % BMP credit on sports field load to groundwater, assuming 100 % BMP implementation by sports field owners. | Golf Course or Sports Field BMPs | Planned | TBD | 2038 | 964.7108 | N/A | Silver Springs Basin – Marion County | N/A | TBD | TBD | N/A | N/A | N/A | Not provided | N/A | N/A
3792 | SILV | Management Strategies | TBD | S148 | Golf Course Reduction Credits | 10 % BMP credit on golf course load to groundwater, assuming 100 % BMP implementation by golf course owners. | Golf Course or Sports Field BMPs | Planned | TBD | 2038 | 15914.9883 | N/A | Silver Springs Basin – Marion County | N/A | TBD | TBD | N/A | N/A | N/A | Not provided | N/A | N/A
3793 | SILV | FDACS | Agricultural Producers | S147 | BMP Implementation and Verification - Livestock Waste | Enrollment and verification of livestock waste BMPs by agricultural producers. Reductions based on efficiencies referenced in the BMAP and 100% NOI enrollment of unenrolled acres. | Agricultural BMPs | Underway | Prior to 2018 | TBD | 22060.6 | N/A | Silver Springs Basin | 90172 | N/A | N/A | FDACS | TBD | N/A | Not provided | Not provided | Not provided
3794 | SILV | SJRWMD | Southern Grace | S165 | Southern Grace Farm Irrigation Conversion from Overhead to Drip | Irrigation conversion from overhead to drip. | Agricultural BMPs | Canceled | N/A | N/A | N/A | N/A | Silver Springs Basin | N/A | 233637 | Not provided | N/A | N/A | N/A | N/A | N/A | N/A
4049 | WEKR | Orange County | Not provided | OC-21 | North Lake Lawne Stormwater Treatment Project (C-7) | Install 120 curb/grate inlet baskets on storm drains and apply storm drain markers. | Catch Basin Inserts/Inlet Filter Cleanout | Completed | 2016 | 2016 | 46 | 12.6 | Outside Springshed | Not provided | 196899 | Not provided | Not provided | Not provided | Not provided | N/A | 28.57 | -81.4472
2856 | CIRL | City of Fellsmere | N/A | F-14 | Road Culverts, Stormwater Conveyance, and Paving | Reconstruct road culverts, stormwater conveyance, paving. | Grass swales without swale blocks or raised culverts | Planned | Not provided | TBD | TBD | TBD | SEB | TBD | 13000000 | TBD | City/ Grants | TBD | N/A | Not provided | 27.767836 | -80.595947
2857 | CIRL | City of Melbourne | N/A | MEL-04 | Participation in FYN | Participation in FYN Program. Credited in MEL-02. | Education Efforts | Canceled | N/A | N/A | N/A | N/A | A | N/A | N/A | N/A | N/A | N/A | N/A | Not provided | 28.115485 | -80.682214
2858 | CIRL | City of Melbourne | N/A | MEL-03 | Street Sweeping | Street sweeping in the basin and debris removal. | Street Sweeping | Ongoing | Not provided | N/A | 378 | 187 | A | N/A | N/A | 87500 | City | Not provided | N/A | Not provided | 28.115485 | -80.682214
2859 | CIRL | City of Melbourne | N/A | MEL-02 | Education Efforts | Irrigation, fertilizer, pet waste management, and landscaping ordinances; pamphlets, presentations, website, illicit discharge program. | Education Efforts | Ongoing | Not provided | N/A | 3794.7 | 543.42 | A | N/A | N/A | N/A | City | Not provided | N/A | Not provided | 28.115485 | -80.682214
2860 | CIRL | City of Melbourne | N/A | MEL-01 | Fee & Apollo Drainage Improvements | No treatment is provided within the existing development; completely a water quality addition. | Wet Detention Pond | Completed | 2011 | 2011 | 27.5373 | 39.5307 | A | 77 | 525161 | Not provided | City | City - $525,161 | N/A | Not provided | 28.082323 | -80.617699
2861 | CIRL | City of Fort Pierce | N/A | FP-07 | Education Efforts | Stormwater education shows, pamphlets, presentations, storm drain stenciling, Illicit Discharge Program, and adopted fertilizer ordinance. | Education Efforts | Ongoing | Not provided | N/A | 92.7 | 15.25 | SIRL | N/A | N/A | N/A | N/A | N/A | N/A | Not provided | Not provided | Not provided
2862 | CIRL | City of Fort Pierce | N/A | FP-05 | Street Sweeping | 6,599 cubic yards of material. | Street Sweeping | Ongoing | Not provided | N/A | 774.3131 | 421.4297 | SIRL | N/A | Not provided | Not provided | Not provided | Not provided | N/A | Not provided | Not provided | Not provided
3331 | STLU | Martin County | SFWMD/ DEP | MC-04 | Warner Creek Phase II | 0.36 acre dry detention area with control structure. | Dry Detention Pond | Completed | Not provided | 2012 | 16.1 | 2.7 | Primary BMAP Area | 15.1 | 1750338 | Not provided | DEP/ SFWMD | N/A | G0265 | Not provided | 27.231446767 | -80.231370904
3332 | STLU | Martin County | SFWMD/ DEP | MC-03 | Warner Creek/Leilani Heights Water Quality Retrofit Phase I | 8.0 ac-ft of water quality treatment (0.14 inches). | BMP Treatment Train | Completed | 2009 | 2011 | 539.1 | 89.7 | Primary BMAP Area | 69.8 | 541854 | Not provided | DEP/ SFWMD | DEP - $558,625/ SFWMD - $825,000/ SFWMD - $704,375 | G0264 | Not provided | 27.239474877 | -80.234049978
3333 | STLU | Martin County | SFWMD/ DEP | MC-02 | Indian River Drive Baffle Boxes | Six second generation baffle boxes. | Baffle Boxes- Second Generation | Completed | Not provided | 2010 | 77.3 | 11.1 | Primary BMAP Area | 39.1 | 741827 | Not provided | DEP/ SFWMD | SFWMD - $187,000/ DEP - $208,137 | SO363 | Not provided | 27.234595791 | -80.22130008
3334 | STLU | Martin County | SFWMD/ DEP | MC-01 | Cedar Point Water Quality Retrofit | 1.7 ac-ft of water quality treatment (0.36 inches). | BMP Treatment Train | Completed | Not provided | 2004 | 105.6 | 39 | Primary BMAP Area | 31.4 | 398027 | Not provided | DEP | $127,000 | SO101 | Not provided | 27.197843902 | -80.21834012
3335 | STLU | Hobe St. Lucie Conservancy District | Not provided | HSL-03 | 90% Implementation Agricultural BMPs | All Ag BMP enrollment now included in FDACS-01. | Agricultural BMPs | Canceled | N/A | 2013 | N/A | N/A | Primary BMAP Area | N/A | N/A | N/A | N/A | N/A | N/A | Not provided | N/A | N/A
3340 | STLU | FDOT District 4 | N/A | FDOT-06 | FM# 230262-2 | Road widening of SR 70 from Okeechobee County line, east 10.2 miles. | Dry Detention Pond | Completed | 2011 | 2015 | 316.6 | 91 | Primary BMAP Area | 238.4 | Not provided | Not provided | Florida Legislature | Not provided | N/A | N/A | 27.3335398 | -80.647591181
2937 | CIRL | City of Palm Bay | DEP | PB-33 | Basin 3 Bayfront Community SW Improvements (Koske Pond Phase 1) | Baffle box, modular wetlands, and upward filter. | BMP Treatment Train | Completed | Not provided | 2017 | TBD | TBD | A | Not provided | 500000 | Not provided | DEP | DEP - $500,000 | S0801 | Not provided | 28.039 | -80.585
2938 | CIRL | City of Sebastian | N/A | SEB-11 | Airport Drive | Not provided. | Baffle Boxes- First Generation | Canceled | N/A | N/A | N/A | N/A | SEB | N/A | N/A | N/A | N/A | N/A | N/A | Not provided | N/A | N/A
3873 | WAKU | Leon County | N/A | LC-011 | Comprehensive Plan Provisions (Conservation Element Policy 4.2.5) | Reduced allowable development in the urban fringe from up to 1 unit per acre to 1 unit per 3 acres. Transfer of density with no net increase in dwelling units as allowed on the future land use map permitted. | Regulations, Ordinances, and Guidelines | Ongoing | 2009 | N/A | 0.54 | N/A | PFA1 | N/A | N/A | N/A | Leon County | N/A | N/A | Not provided | 30.471396 | -84.265821
3874 | WAKU | Leon County | N/A | LC-010 | Land Development Regulations | Adopted new minimum countywide environmental regulations that exceed state stormwater standards. | Regulations, Ordinances, and Guidelines | Ongoing | 2012 | N/A | TBD | N/A | PFA1 | N/A | N/A | N/A | Leon County | N/A | N/A | Not provided | 30.471396 | -84.265821
3875 | WAKU | Leon County | N/A | LC-009 | Enacted Pet Waste Ordinance (Number 11-21) | Education program to promote cleanup of pet waste as a contributor to surface water pollution. | Education Efforts | Ongoing | 2011 | N/A | 188 | N/A | PFA1 | N/A | N/A | N/A | Leon County | N/A | N/A | Not provided | 30.471396 | -84.265821
3876 | WAKU | FDOT District 3 | N/A | FDOT-003 | Innovative Nitrogen Removal Technologies | Investigating the use of innovative nitrogen removal technologies as part of the present work program within the PFAs. | Study | Canceled | Not provided | N/A | N/A | N/A | PFA1, PFA2 | N/A | Not provided | Not provided | Florida Legislature | N/A | N/A | N/A | 30.377645 | -84.294403
3877 | WAKU | Leon County | N/A | LC-018 | Aquifer Vulnerability Assessment | Study to determine the areas with the most direct connections to Wakulla Springs. | Study | Completed | 2006 | Prior to 2013 | N/A | N/A | PFA1 | N/A | 73000 | N/A | N/A | N/A | N/A | Not provided | 30.471396 | -84.265821
3878 | SILV | Marion County Office of the County Engineer | Marion County Stormwater Section/ Marion County Water Resources/ DEP | B036 | Public Education Coordination | Comprehensive Education Plan prepared and implemented stakeholders to ensure uniform information and messaging regarding springs protection. | Education Efforts | Ongoing | 2017 | N/A | N/A | N/A | Rainbow Springs Basin/ Silver Springs Basin | N/A | 21000 | N/A | Local/ State/ Federal/ WMDs/ Local Interest Groups | Marion County - $7,000/ DEP - $14,000 | NF048 | N/A | 29.20327 | -82.0481
3879 | SILV | FDOT District 5 | N/A | B023 | SR 40 Design Project – Pond 4 | 238719–1, SR 40 from CR 328 to SW 80th Ave. (CR 225A) – Pond 4/dry retention; closed basin in poorly drained soils. | On-line Retention BMPs | Underway | 2014 | 2020 | 4.4172 | 2.19 | Rainbow Springs Basin/ Silver Springs Basin | 12.53 | Not provided | Not provided | Florida Legislature | Not provided | N/A | Not provided | 29.18595 | -82.28719
3759 | SILV | Marion County Utilities | Not provided | S140 | Provide Central Sewer Service to Old Platted Subdivision Served by Septic | The existing subdivision has about 3000 platted lots without access to centralized sewer. The area has been divided into six phases of approximately 500 lots per phase. This area is within the PFA for Silver Springs. | OSTDS Phase Out | Planned | 2018 | Not provided | Not provided | N/A | Silver Springs PFA | N/A | Not provided | Not provided | Marion County Utility Funds/ Grants | Not provided | Not provided | Not provided | TBD | TBD
3760 | SILV | Villages Center CDD | CSU | S139 | CSU Waste Water Treatment Plant – Anaerobic Denitrification | WWTP includes an Anoxic Basin for denitrification of nitrate (NO3) which reduces NO3 discharge in the WWTP effluent. | WWTF Nutrient Reduction | Completed | 2012 | 2017 | N/A | N/A | Silver Springs Basin | N/A | Not provided | Not provided | CSU | Not provided | N/A | N/A | 28.882222 | -81.980278
3761 | SILV | Lake County | N/A | S138 | Lake County Enhanced Fertilizer Ordinance | November 2017 Lake County Board of County Commissioners adopted an enhanced fertilizer ordinance. Includes 15 foot setback from water bodies, 50 % slow release requirement, and a summer TP and TN blackout period from June 1 to September 30. | Regulations, Ordinances, and Guidelines | Ongoing | 2017 | N/A | N/A | N/A | Silver Springs Basin | N/A | Not provided | Not provided | Lake County | Not provided | N/A | Not provided | TBD | TBD
3762 | SILV | SJRWMD | N/A | S137 | SJRWMD Submerged Aquatic Vegetation (SAV) and Algae Monitoring | SJRWMD monitors SAV and algae annually on the Silver River between April and June. SJRWMD staff estimate SAV cover by species and algal cover collectively, using 0.25 square-meter quadrats and the Braun-Blanquet cover scale. | Monitoring/Data Collection | Underway | 2012 | TBD | N/A | N/A | Silver Springs Basin | N/A | N/A | Not provided | SJRWMD | Not provided | N/A | Not provided | TBD | TBD
3763 | SILV | Marion County Utilities | N/A | S132 | CR464 FM | Install new 12" forcemain to upsize existing forcemain. The upsizing of the forcemain in this project will allow the County to handle future flows at the Silver Springs Shores WWTF from OSTDS abatement in the PFA for Silver Springs. | WWTF Upgrade | Completed | 2016 | 2015 | N/A | N/A | Silver Springs PFA | N/A | 654415.91 | Not provided | Marion County Utilities | Not provided | N/A | Not provided | TBD | TBD
2876 | BIRL | Patrick Air Force Base | USACE | PAFB-03 | Basin 6B No Discharge | No discharge. | 100% On-site Retention | Completed | Prior to 2013 | Prior to 2013 | 21.3398 | 2.8478 | B | 3.2305 | N/A | N/A | USAF | N/A | N/A | N/A | 28.236264109 | -80.60271604
2877 | BIRL | Patrick Air Force Base | Not provided | PAFB-02 | Building 543 Replace Main Gate | Added on-line retention. | On-line Retention BMPs | Completed | Prior to 2013 | 2013 | 3.0166 | 0.39852 | B | 1.1881 | N/A | N/A | N/A | N/A | N/A | N/A | 28.253268655 | -80.604160472
3095 | NIRL | City of Rockledge | Not provided | ROCK-18 | Florida Avenue Stormwater Facility | "Wet detention" means the collection and temporary storage of stormwater in a permanently wet impoundment in such a manner as to provide for treatment through physical, chemical, and biological processes with subsequent gradual release of the stormwater. | Wet Detention Pond | Completed | Not provided | 2010 | 37.6972 | 18.376 | B | 25.2 | 435000 | 40950 | Not provided | Not provided | N/A | Not provided | 28.3475981329594 | -80.7270431448797
3096 | NIRL | Brevard County | DEP | BC-068 | Multiple Ditch Outfall Denitrification D1 | Providing base flow/groundwater treatment in open drainage basins. | Biosorption Activated Media (BAM) | Canceled | N/A | 2019 | N/A | N/A | N/A | N/A | 900000 | N/A | Florida Legislature/ Brevard County | $900,600 | LP0511A | N/A | N/A | N/A
3097 | NIRL | City of Rockledge | Not provided | ROCK-20 | Huntington Lakes I | "Wet detention" means the collection and temporary storage of stormwater in a permanently wet impoundment in such a manner as to provide for treatment through physical, chemical, and biological processes with subsequent gradual release of the stormwater. | Wet Detention Pond | Completed | Not provided | 2014 | 15.4012 | 3.9013 | B | 36.9 | 950000 | Not provided | Not provided | Not provided | N/A | Not provided | 28.3385852833507 | -80.7349897622933
3098 | NIRL | FDOT District 5 | N/A | FDOT-09 | 70020-3501-03 Pond 3 | Missing from Model. State Road 5 -Add lanes and reconstruct from Aurora Road to Post Road. | Wet Detention Pond | Completed | 2014 | 2004 | 0.18034 | 0.030943 | B | 8.4 | Not provided | Not provided | Florida Legislature | Not provided | N/A | N/A | 28.1653155792473 | -80.6448225389302
3099 | NIRL | City of Rockledge | Not provided | ROCK-23 | Education Efforts | Irrigation, fertilizer, pet waste management, and landscaping ordinances; pamphlets, presentations, website, illicit discharge program. Video "Know Your Waterways". | Education Efforts | Ongoing | Not provided | N/A | 1660.14 | 238.92 | B | N/A | 7385 | 0 | Not provided | Not provided | N/A | Not provided | 28.310377 | -80.718537
3100 | NIRL | City of Titusville | TBD | TV-25 | Grace Basin TMDL Improvements | Future project. | BMP Treatment Train | Planned | TBD | TBD | TBD | TBD | A | 17.73 | TBD | TBD | TBD | TBD | N/A | TBD | 28.6002638018 | -80.807421101
3101 | NIRL | City of Rockledge | Not provided | ROCK-25 | Aquatic Harvesting | Data is collected by location in yards; determining method to convert to dry weight. | Aquatic Vegetation Harvesting | Completed | Not provided | 2015 | TBD | TBD | B | N/A | Not provided | Not provided | Not provided | Not provided | N/A | Not provided | 28.310377 | -80.718537
3102 | NIRL | FDOT District 5 | N/A | FDOT-16 | 70140-3514-01 Pond A | Missing from Model. State Road 3 - Replace Christa McAuliffe Bridge. | BMP Missing from Model | Completed | 2000 | Prior to 2013 | 1.3172 | 0.29833 | B | 1.5 | Not provided | Not provided | Florida Legislature | Not provided | N/A | N/A | 28.4070393299963 | -80.7055630795451
3103 | NIRL | FDOT District 5 | N/A | FDOT-15 | 70020-3549-05 Pond 5 | Missing from Model. State Road 5 - Add lanes and reconstruct from Post Road to State Road 404. | Wet Detention Pond | Completed | 2009 | 2005 | 0.064628 | 0.014893 | B | 3.4 | Not provided | Not provided | Florida Legislature | Not provided | N/A | N/A | 28.2004012082827 | -80.6610858608604
5059 | WEEK | SWFWMD | Stakeholders | SWF-01 | Weeki Wachee Surface Water Improvement and Management (SWIM) Plan | Implementation and periodic review and update of the Weeki Wachee SWIM Plan. | Study | Completed | 2015 | 2017 | N/A | N/A | Basinwide | N/A | 200000 | N/A | SWFWMD | $200,000 | N/A | Not provided | 28.449437 | -82.481656
5060 | WEEK | SWFWMD | Hernando County | SWF-02 | Weeki Wachee River Canoe Launch and Parking Area | Stabilization of soils at the ramp entrance and improvements to the parking area near the launch to reduce stormwater pollutants entering the Weeki Wachee River. | Shoreline Stabilization | Completed | 2012 | 2017 | 12 | N/A | Hernando County | 2 | 350000 | 1000 | SWFWMD | $350,000 | N/A | Not provided | 28.518 | -82.574
5061 | WEEK | SWFWMD | Agricultural Producers | SWF-03 | Facilitating Agricultural Resource Management Systems (FARMS) Program | The FARMS Program is an agricultural BMP cost-share program to promote improved water quality in spring systems through approved precision nutrient application technologies. | Agricultural BMPs | Ongoing | Prior to 2012 | N/A | TBD | N/A | Basinwide | TBD | TBD | N/A | SWFWMD | TBD | N/A | Not provided | 28.488 | -82.504
4207 | RAIN | Florida Governmental Utility Authority | SWFWMD | R101 | Burkett Road Septic to Sewer Project | The primary objective of the project is to design and construct a sanitary sewer system which will remove from service approximately 11 septic tanks from the associated single family residential lots. | OSTDS Phase Out | Underway | 2019 | 2023 | 90.6072 | N/A | Rainbow Springs Basin | N/A | Not provided | Not provided | Not provided | Not provided | Not provided | Not provided | 29.058 | -82.446
4208 | RAIN | SWFWMD | Marion County UF–IFAS Extension | R078 | Save Our Springs, Manage the Manure | The project educated the equine community within the Rainbow Springs springshed about the need for BMPs to protect the springs. An informational brochure was created to accompany a promotional item that was passed out at local tack stores. | Education Efforts | Completed | 2015 | 2016 | 30.8427 | N/A | Rainbow Springs Basin | N/A | 1600 | N/A | SWFWMD | Not provided | N/A | Not provided | TBD | TBD
5592 | CIRL | Indian River Farms WCD | N/A | IRF-04 | Public Education and Outreach | Provide public education to residents of the District that fosters an understanding of the necessity to reduce nutrient impacts to surface waters. | Education Efforts | Ongoing | Not provided | N/A | N/A | N/A | B | N/A | Not provided | Not provided | Not provided | Not provided | Not provided | Not provided | Not provided | Not provided
5593 | CIRL | Indian River Farms WCD | FDACS | IRF-05 | Assist FDACS with BMP Enrollment Outreach | Assist FDACS, where needed, with identifying and contacting landowners/ producers within the District boundaries for purposes of participating in the relevant FDACS BMP programs. | Agricultural BMPs | Ongoing | Not provided | N/A | N/A | N/A | B | N/A | Not provided | Not provided | Not provided | Not provided | Not provided | Not provided | Not provided | Not provided
5594 | CIRL | Melbourne Tillman WCD | N/A | MT-13 | Control Structure Maintenance | Maintain existing water control structures and any adjustable gates on water control structures. | Control Structure | Underway | Not provided | TBD | N/A | N/A | A | N/A | Not provided | Not provided | Not provided | Not provided | Not provided | Not provided | Not provided | Not provided
5595 | CIRL | Melbourne Tillman WCD | N/A | MT-14 | Public Education and Outreach | Update website with links and literature related to clean waters and the Indian River Lagoon, and participate in education training to include FESCI program. | Education Efforts | Ongoing | Not provided | N/A | N/A | N/A | A | N/A | Not provided | Not provided | Not provided | Not provided | Not provided | Not provided | Not provided | Not provided
5596 | CIRL | Melbourne Tillman WCD | N/A | MT-15 | New Outfall Discharge Requirements | Implement discharge requirements for new outfalls from developments which are greater than required by other agencies to regulate the peak flow into the canals. | Regulations, Ordinances, and Guidelines | Ongoing | Not provided | N/A | N/A | N/A | A | N/A | Not provided | Not provided | Not provided | Not provided | Not provided | Not provided | Not provided | Not provided
5597 | CIRL | North St. Lucie River WCD | N/A | NSLR-04 | Canal Buffer | Create a canal buffer or filter strip to help reduce loading from stormwater runoff to the canals. | Vegetated Buffers | Underway | Not provided | TBD | N/A | N/A | SIRL | N/A | Not provided | Not provided | Not provided | Not provided | Not provided | Not provided | Not provided | Not provided
5598 | CIRL | North St. Lucie River WCD | FDACS | NSLR-05 | Assist FDACS with BMP Enrollment Outreach | Assist FDACS, where needed, with identifying and contacting landowners/ producers within the District boundaries for purposes of participating in the relevant FDACS BMP programs. | Agricultural BMPs | Ongoing | Not provided | N/A | N/A | N/A | SIRL | N/A | Not provided | Not provided | Not provided | Not provided | Not provided | Not provided | Not provided | Not provided
3091 | NIRL | City of Rockledge | Not provided | ROCK-24 | Huntington Lakes II | Project provides treatment to some of the basin that leads into ROCK-17. | Wet Detention Pond | Completed | Not provided | 2016 | 298.4588 | 34.2433 | B | 133.5 | 900000 | 15000 | Not provided | Not provided | N/A | Not provided | 28.3423799707035 | -80.7346392372396
2811 | CIRL | North St. Lucie River WCD | N/A | NSLR-01 | C-25 Diversion Structure | Replace previous pump structure with gravity flow control structure. | Control Structure | Completed | Not provided | Prior to 2013 | N/A | N/A | SIRL | Not provided | Not provided | Not provided | Not provided | Not provided | N/A | Not provided | Not provided | Not provided
3776 | SILV | SJRWMD | Yancey's Blueberry Farm | S164 | Yancey's Blueberry Farm Zone Irrigation and Soil Moisture Sensors and Weather Stations | Zone irrigation, soil moisture sensors, and weather stations. | Agricultural BMPs | Completed | 2018 | 2019 | 6.5661 | 19 | Silver Springs Basin | 20 | 25687 | Not provided | Yancey's Blueberry Farm/ SJRWMD/ DEP | Yancey's Blueberry Farm - $6,422/ SJRWMD - $9,632/ DEP - $9,632 | LP42119 | 33107 | 29.187014 | -81.957859
2639 | CIRL | Sebastian River Improvement District | N/A | SRID-07 | Lateral D System Stormwater Management | Lateral D system stormwater discharge limitation. | Regulations, Ordinances, and Guidelines | Planned | TBD | TBD | N/A | N/A | SEB | N/A | N/A | N/A | N/A | N/A | N/A | Not provided | Not provided | Not provided
2640 | CIRL | Sebastian River Improvement District | Groves Brothers/ SJRWMD | SRID-06 | 200-Acre Water Dispersion Project | Construction of berms and two pump stations to remove water from outfall canals and store on land. | Dispersed Water Management (DWM) | Underway | 2018 | 2020 | TBD | TBD | SEB | 7700 | 5650000 | TBD | SJRWMD | SJRWMD - $5,650,000 | N/A | Not provided | 27.74028 | -80.49028
2906 | BIRL | Patrick Air Force Base | Not provided | PAFB-09 | Fuel Farm Baffle Box | PAFB 2nd generation baffle box located north of the Fuel Farm - Subbasins 13A and 13B. | Baffle Boxes- Second Generation | Completed | 2016 | 2016 | 136.1698 | 15.2256 | B | 86.8138 | N/A | N/A | USAF | N/A | N/A | N/A | 28.250592 | -80.607031
2722 | CIRL | FDOT District 4 | N/A | FDOT4-04 | FDOT4 Street Sweeping | Materials from roadway and gutter sweeping. | Street Sweeping | Ongoing | Not provided | N/A | 90.06 | 57.76 | B | N/A | Not provided | Not provided | Florida Legislature | Not provided | N/A | Not provided | 27.649001 | -80.437805
2723 | CIRL | FDOT District 4 | N/A | FDOT4-03 | FM# 228615-1 | Resurfacing SR 5 between CR 510 to just south of Harrison Street. | Baffle Boxes- Second Generation | Completed | 2006 | 2007 | 108.2775 | 11.9562 | SEB | 59.76 | Not provided | Not provided | Florida Legislature | Not provided | N/A | Not provided | 27.782557479 | -80.452190543
2724 | CIRL | FDOT District 4 | N/A | FDOT4-02 | FM# 228620-1 | Resurfacing SR 60 and SR A1A intersection. | 100% On-site Retention | Completed | 2003 | 2005 | 20.2335 | 2.9197 | B | 2.1531 | Not provided | Not provided | Florida Legislature | Not provided | N/A | Not provided | 27.655495429 | -80.360415709
2725 | CIRL | FDOT District 4 | N/A | FDOT4-01 | FM# 228595-1 (Basin 4B) | Widening SR 60 between SR 9 and SR 91. | Wet Detention Pond | Completed | 2002 | 2007 | 10.3954 | 1.6765 | B | 57.6395 | Not provided | Not provided | Florida Legislature | Not provided | N/A | Not provided | 27.639292128 | -80.537431807
2726 | CIRL | Town of Melbourne Beach | DEP | MB-09 | Basin 5 - Ocean Ave Baffle Box | Not provided. | Baffle Boxes- First Generation | Completed | Not provided | 2000 | 2.8329 | 1.8946 | A | 58.3 | Not provided | Not provided | DEP | Not provided | G0320 | Not provided | 28.069460906 | -80.56072437
2727 | CIRL | FDOT District 4 | N/A | FDOT4-07 | FM# 228627-1 (Pond 1) | Widening SR 60 between 82nd Ave to 66th Ave. | Wet Detention Pond | Completed | 2009 | 2010 | 13.6748 | 3.1598 | B | 28.9009 | Not provided | Not provided | Florida Legislature | Not provided | N/A | Not provided | 27.639159184 | -80.488971531
2728 | BIRL | Kennedy Space Center | N/A | KSC-16 | Closed Basin 4 (Spoil Site - Static Test Road) | This basin is completely closes and does not discharge under normal conditions. | 100% On-site Retention | Completed | Not provided | 2014 | 438.3848 | 43.2921 | A | 68.2 | Not provided | Not provided | Not provided | Not provided | N/A | Not provided | 28.566355294 | -80.611545582
2729 | CIRL | FDOT District 4 | N/A | FDOT4-08 | FM# 228627-1 (Pond 2) | Widening SR 60 between 82nd Ave to 66th Ave. | Wet Detention Pond | Completed | 2009 | 2010 | 9.2436 | 1.9516 | B | 21.5878 | Not provided | Not provided | Florida Legislature | Not provided | N/A | Not provided | 27.639095046 | -80.471567187
2730 | CIRL | City of West Melbourne | N/A | WM-20 | John Carrol | Not provided. | Baffle Boxes- Second Generation | Completed | Not provided | 2014 | 133.3185 | 15.8499 | A | 74.9 | Not provided | Not provided | Not provided | Not provided | N/A | Not provided | 28.062541906 | -80.647940004
2731 | CIRL | City of West Melbourne | N/A | WM-19 | San Paolo West | Not provided. | Baffle Boxes- Second Generation | Completed | Not provided | 2014 | 16.8895 | 2.3673 | A | 7.7 | Not provided | Not provided | Not provided | Not provided | N/A | Not provided | 28.08418757 | -80.639154561
2732 | CIRL | City of West Melbourne | N/A | WM-18 | San Paolo | Not provided. | Baffle Boxes- Second Generation | Completed | Not provided | 2014 | 5.793 | 0.90338 | A | 2.7 | Not provided | Not provided | Not provided | Not provided | N/A | Not provided | 28.083459587 | -80.638490653
3341 | STLU | FDOT District 4 | St. Lucie County | FDOT-46 | 231440-2 Midway Rd. Widening, 25th St. to US 1 (Pond 1 and 2) | Road widening on Midway Rd. from SR 68 to SR 5. | Wet Detention Pond | Underway | 2016 | 2020 | 1.3 | 1.3 | Primary BMAP Area | 17.08 | Not provided | Not provided | Florida Legislature | Not provided | N/A | N/A | 27.374383394 | -80.346264706
3784 | SILV | Marion County Utilities | N/A | S144 | SSS WWTP Nutrient and Capacity Improvement | Enhance the nutrient removal capabilities to AWT standards and expand the capacity at the SSS WWTF by 500,000 GPD. | WWTF Upgrade | Underway | 2018 | 2020 | N/A | N/A | Silver Springs PFA | N/A | 6424209.6 | 362413 | Marion County Utility Funds/ Grants | Not provided | N/A | Not provided | TBD | TBD
3785 | SILV | SJRWMD | Mid–State Research | S155 | Mid-State Research Irrigation Conversion | Irrigation conversion. | Agricultural BMPs | Completed | 2015 | 2015 | 74.5176 | 151 | Silver Springs Basin | 14 | 48682 | Not provided | Mid-State Research/ SJRWMD | Mid-State Research - $4,869/ SJRWMD - $43,813 | N/A | 28334 | 29.394106 | -82.162443
3786 | SILV | FDOT District 5 | N/A | S145 | State Road Street Sweeping | Street sweeping of state roads within urbanized areas that have curb and gutter. | Street Sweeping | Ongoing | Not provided | N/A | 539 | 293 | Silver Springs Basin | N/A | Not provided | Not provided | Florida Legislature | Not provided | N/A | Not provided | Not provided | Not provided
2063 | BACH | BARC | N/A | BARC-081 | Environmental Symposium 2012 | Public outreach and education on TMDLs, numeric nutrient criteria, and water quality. | FIB- Stormwater | Completed | Not provided | 2015 | N/A | N/A | Basinwide | N/A | N/A | Not provided | Not provided | Not provided | Not provided | Not provided | Not provided | Not provided
2064 | BACH | BARC | N/A | BARC-082 | Environmental Symposium 2013 | Held in fall with UWF. | FIB- Stormwater | Completed | Not provided | 2014 | N/A | N/A | Basinwide | N/A | N/A | Not provided | Not provided | Not provided | Not provided | Not provided | Not provided | Not provided
2065 | BACH | BARC | N/A | BARC-083 | Stormwater Drain Markings | BARC staff and UWF student volunteers placed 149 curb markers above curbside inlets in areas where stormwater runoff feeds directly to bayou, and distributed stormwater fact sheets to over 1,200 households in area. | FIB- Stormwater | Completed | Not provided | 2014 | N/A | N/A | Basinwide | N/A | Not provided | N/A | Not provided | Not provided | Not provided | Not provided | Not provided | Not provided
2066 | BACH | City of Pensacola | N/A | COP-084 | Bayou Drive Outfalls into Bayou Chico | New stormwater treatment. | FIB- Stormwater | Completed | Not provided | 2017 | N/A | N/A | 846C | Not provided | 325000 | Not provided | City | City - $25,7746.14 | N/A | Not provided | Not provided | Not provided
2067 | BACH | City of Pensacola | N/A | COP-085 | Bill Gregory Park Stormwater Treatment Enhancement | New stormwater treatment via baffle box and wet pond. | FIB- Stormwater | Completed | Not provided | 2018 | N/A | N/A | 846C | Not provided | 1950000 | Not provided | City/ NFWF | City/ NFWF - $2,180,000 | N/A | Not provided | Not provided | Not provided
2068 | BACH | Escambia County | Gulf Coast Ecosystem Restoration Council/ DEP/ ECUA | Escambia County-086 | Beach Haven Stormwater Improvement Project Phase II | Construction of new stormwater infrastructure for 175 acres of existing residential development along Jones Creek. | FIB- Stormwater | Underway | Not provided | TBD | N/A | N/A | 846A | 175 | 11000000 | Not provided | Gulf Coast Ecosystem Restoration Council/ Escambia County/ ECUA | Not provided | Not provided | N/A | 30.38593 | -87.30393
2069 | BACH | FDOT District 3 | N/A | FDOT-087 | IDDE Training | EMO Training. | FIB- Stormwater | Ongoing | Not provided | N/A | N/A | N/A | Basinwide | N/A | N/A | Not provided | Florida Legislature | Not provided | Not provided | Not provided | Not provided | Not provided
2070 | BACH | Escambia County | N/A | Escambia County-077 | Jackson Lakes Stormwater Improvements | Construction of improvements to existing Jackson Lakes offline Retention System; includes installation of one-way valve system at stormwater inlet and further expansion of littoral area. Repairs required to existing structure after April 2014 flood. | FIB- Stormwater | Canceled | Not provided | N/A | N/A | N/A | 846B | Not provided | 1000000 | Not provided | Not provided | Not provided | Not provided | N/A | 30.41267 | -87.26991
2071 | BACH | BCA | N/A | BCA-055 | Public Awareness and Outreach Campaign | Public awareness and outreach campaign (brochures/neighborhood outreach on pet waste, leaking oil, fertilizers, soaps and detergents). | FIB- Stormwater | Completed | Not provided | 2015 | N/A | N/A | 846C | N/A | Not provided | Not provided | Not provided | Not provided | Not provided | Not provided | Not provided | Not provided
2129 | SAFE | City of Alachua | DEP/ SRWMD | AL-01 | Mill Creek Sink Water Quality Improvement Project | Purchase property to install water quality BMPs to reduce pollutant loads discharging directly into the sink. Nutrient loading should be reduced by 66 % and benefit Hornsby Spring. | BMP Treatment Train | Underway | 2017 | 2021 | TBD | N/A | Alachua County | Not provided | 1400000 | Not provided | DEP/ SRWMD | DEP - $1,000,000/ SRWMD - $400,000 | LP6103L | Not provided | Not provided | Not provided
2130 | SAFE | City of Archer | SRWMD | AR-01 | Holly Hills Stormwater Improvements | Increase storage within existing stormwater ponds to alleviate flooding and improve water quality. | Stormwater System Upgrade | Underway | 2017 | 2019 | Not provided | N/A | Alachua County | Not provided | 87000 | Not provided | City/ SRWMD | City - $4,000/ SRWMD - $83,000 | N/A | Not provided | Not provided | Not provided
2131 | SAFE | City of Hampton | USACE | HA-01 | Master Drainage Study | Undertake study to address severe flooding issues. | Study | Planned | TBD | 2020 | N/A | N/A | Bradford County | N/A | 150000 | N/A | USACE | $150,000 | N/A | Not provided | 29.865457404598946 | -82.13558586930948
3145 | NIRL | City of Melbourne | DEP | MEL-10 | Autumn Woods | Construction of a wet detention pond for water quality treatment. | Wet Detention Pond | Completed | 2016 | 2017 | 0 | 0 | B | 56.9096 | 743626 | Not provided | City/ DEP | $442,036 | LP05094 | N/A | 28.1319192062629 | -80.6447698645152
3146 | NIRL | City of Melbourne | N/A | MEL-11 | Participation in FYN | Future participation in FYN Program. Credited in MEL-08. | Education Efforts | Canceled | Not provided | N/A | N/A | N/A | B | N/A | N/A | N/A | City | Not provided | N/A | N/A | N/A | N/A
3038 | NIRL | Brevard County | NRCS | BC-017 | Broadway Boulevard Pond | Construction of a detention pond to treat runoff. | Wet Detention Pond | Completed | Not provided | 2000 | 304.1263 | 95.3932 | B | 85.7 | 553169 | 14972.5 | Not provided | Not provided | N/A | Not provided | 28.4600166770728 | -80.7684122511537
4562 | SAFE | Alachua County | City of Gainesville/ FDOT District 2/ SJRWMD | AC-20 | Landscaping Behavior Change Social Marketing | Implement social marketing campaign designed to get citizens to make landscaping behavior changes that reduce nutrients in stormwater. Reduces nutrients sources in all watersheds. | Enhanced Public Education | Completed | 2018 | 2019 | Not provided | N/A | Alachua County | N/A | 600000 | N/A | Alachua County/ City of Gainesville/ FDOT District 2/ SJRWMD | Not provided | N/A | Not provided | Not provided | Not provided
5044 | WEEK | Hernando County | SWFWMD | HC-30 | Oman/Indian Creek Resource Assessment and BMP Plan | Comprehensive engineering analysis, water quality assessment, watershed model development, and conceptual BMP designs. | Study | Completed | 2013 | 2015 | N/A | N/A | Hernando County | N/A | 100000 | N/A | SWFWMD/ County | SWFWMD - $50,000/ County - $50,000 | N/A | Not provided | Not provided | Not provided
5045 | WEEK | Hernando County | SWFWMD | HC-31 | Willow Sink Watershed Master Plan | Comprehensive engineering analysis, water quality assessment, watershed model development, and conceptual BMP designs. | Study | Completed | 2013 | 2015 | N/A | N/A | Hernando County | N/A | 150000 | N/A | SWFWMD/ County | SWFWMD - $75,000/ County - $75,000 | N/A | Not provided | Not provided | Not provided
5046 | WEEK | Hernando County | SWFWMD | HC-32 | Wiscon Watershed Master Plan | Comprehensive engineering analysis, water quality assessment, watershed model development, and conceptual BMP designs. | Study | Completed | 2014 | 2016 | N/A | N/A | Hernando County | N/A | 150000 | N/A | SWFWMD/ County | SWFWMD - $75,000/ County - $75,000 | N/A | Not provided | Not provided | Not provided
5036 | WEEK | Hernando County | SWFWMD | HC-22 | Rogers Park Low Impact Development (LID) Improvements | Design, permit, and construct stormwater improvements at Rogers Park to reduce sediment, nutrient, and other contaminant loads to the Weeki Wachee River. | LID- Other | Underway | 2014 | 2018 | 12 | N/A | Hernando County | 2 | 525000 | Not provided | SWFWMD/ County | SWFWMD - $225,000/ County - $300,000 | Not provided | Not provided | Not provided | Not provided
5037 | WEEK | Hernando County | N/A | HC-23 | Street Sweeping | Street sweeping of 46 miles of urban roadways. | Street Sweeping | Underway | Not provided | Not provided | 320 | N/A | Hernando County | 450 | 8000 | 8000 | County | $8,000 | Not provided | Not provided | Not provided | Not provided
5038 | WEEK | Hernando County | FDOH | HC-24 | Septic Drain Field Enhancement Rulemaking | Coordinate with the Florida Department of Health (FDOH) on rulemaking and permitting process for septic system enhancements. | Regulations, Ordinances, and Guidelines | Planned | 2017 | 2020 | N/A | N/A | Hernando County | N/A | TBD | N/A | TBD | TBD | N/A | Not provided | Not provided | Not provided
5039 | WEEK | Hernando County | SWFWMD | HC-25 | Weeki Wachee Prairie Watershed Management Plan | Completion of watershed management plan that included a stormwater level of service analysis, surface water resource assessment, and BMP alternative analysis. | Study | Underway | 2015 | 2017 | N/A | N/A | Hernando County | N/A | 227500 | N/A | County/ SWFWMD | SWFWMD - $165,000/ County - $62,500 | N/A | Not provided | Not provided | Not provided
5572 | CIRL | FDOT District 4 | N/A | FDOT4-04b | FDOT4 Street Sweeping | Materials from roadway and gutter sweeping. | Street Sweeping | Ongoing | Not provided | N/A | 71.1 | 45.6 | SIRL | N/A | Not provided | Not provided | Florida Legislature | Not provided | N/A | Not provided | 27.508152 | -80.391941
5573 | CIRL | FDOT District 4 | N/A | FDOT4-09a | Education Efforts | Pamphlets and Illicit Discharge Program. | Education Efforts | Ongoing | Not provided | N/A | 19.8112 | 2.3712 | SEB | N/A | N/A | N/A | Florida Legislature | N/A | N/A | Not provided | 27.752627 | -80.495565
3321 | STLU | Martin County | SFWMD/ DEP | MC-14 | Palm Lake Park Water Quality Retrofit | 7.7 ac-ft of water quality treatment (1.16 inches). | BMP Treatment Train | Completed | Not provided | 2003 | 386.9 | 117.1 | Primary BMAP Area | 80.1 | 1741098 | Not provided | DEP | $1,480,936 | WAP026 | Not provided | 27.222690883 | -80.267257667
3322 | STLU | Martin County | SFWMD/ DEP | MC-13 | North River Shores Baffle Boxes | Installation of +20 Baffle Boxes. | Baffle Boxes- First Generation | Completed | Not provided | 2002 | 10.9 | 8.7 | Primary BMAP Area | 187.3 | 1310000 | Not provided | DEP | $500,000 | SP557 | Not provided | 27.222905441 | -80.272767658
3774 | SILV | City of Ocala | DEP/ SJRWMD | S136 | Southwood Villas and Lake Weir Sewer Expansion Project | The objective of this project is to design and construct a sanitary sewer system which will remove from service approximately 100 septic tanks from the associated single family residential lots. | OSTDS Phase Out | Completed | 2019 | 2020 | 524.6718 | N/A | Silver Springs PFA | N/A | 2565950 | Not provided | SJWRMD Cost-Share/ DEP Springs Funding/ City of Ocala | $1,282,976 | N/A | Not provided | TBD | TBD
3775 | SILV | SJRWMD | Colvin Farm | S154 | Colvin Farms Soil Grid Mapping and Variable Rater Fertilizer Applicator | Soil grid mapping and variable rate fertilizer applicator. | Agricultural BMPs | Completed | 2015 | 2015 | 5431.9971 | 6028 | Silver Springs Basin | 850 | 80111 | Not provided | Colvin Farms/ SJRWMD | Colvin Farms - $8,296/ SJRWMD - $72,100 | N/A | 28338 | 29.500852 | -81.974045
2503 | BIRL | City of Cocoa Beach | N/A | CB-34 | 32 Inlet Baskets | Not provided. | BMP Cleanout | Ongoing | 2000 | N/A | 32 | 10.3 | B | N/A | Not provided | 1200 | City | Not provided | N/A | N/A | 28.329092 | -80.619562
2504 | BIRL | City of Cocoa Beach | N/A | CB-33 | E Pasco/ Atlantic Swale | Grass swale providing 1.46 inches of retention. | Grass Swales without Swale Blocks or Raised Culverts | Completed | 2006 | 2006 | 2.7294 | 0.40146 | B | 0.69416 | 2305 | 120 | City | $2,305 | N/A | N/A | 28.363495927 | -80.609159648
2505 | BIRL | City of Cocoa Beach | N/A | CB-32 | W Pasco/ Banana Swale | Grass swale providing 0.88 inches of retention. | Grass Swales without Swale Blocks or Raised Culverts | Completed | 2006 | 2006 | 3.4874 | 0.51069 | B | 1.0789 | 2305 | 120 | City | $2,305 | N/A | N/A | 28.363659744 | -80.608347522
2506 | BIRL | City of Cocoa Beach | N/A | CB-31 | W Gadsden/ Banana Swale | N/A. | Grass Swales without Swale Blocks or Raised Culverts | Canceled | N/A | N/A | N/A | N/A | N/A | N/A | N/A | N/A | N/A | N/A | N/A | N/A | N/A | N/A
2507 | BIRL | City of Cocoa Beach | N/A | CB-30 | Shepard Drive Swale | Grass swale providing 0.79 inches of retention. | Grass Swales without Swale Blocks or Raised Culverts | Completed | 2005 | 2006 | 2.0645 | 0.36617 | B | 0.5917 | 2950 | 120 | City | $2,950 | N/A | N/A | 28.368252805 | -80.605905569
2508 | BIRL | City of Cocoa Beach | N/A | CB-29 | Shepard Drive Swale | Grass swale providing 0.88 inches of retention. | Grass Swales without Swale Blocks or Raised Culverts | Completed | 2005 | 2006 | 1.5726 | 0.28051 | B | 0.43222 | 2950 | 120 | City | $2,950 | N/A | N/A | 28.368519808 | -80.60802738
2509 | BIRL | City of Cocoa Beach | N/A | CB-28 | Tom Warriner/ PW Complex Swale | Grass swale providing 2.23 inches of retention. | Grass Swales without Swale Blocks or Raised Culverts | Completed | 2005 | 2006 | 0.99305 | 0.13596 | B | 0.26861 | 4189 | 3000 | City | $4,189 | N/A | Not provided | 28.317820979 | -80.634102009
2510 | BIRL | City of Indian Harbour Beach | TBD | IHB-33 | Atlantic Exfiltration West | Jamestown Phase 2 (master plan) exfiltration with weirs, etc. | Exfiltration Trench | Planned | TBD | TBD | 145.1005 | 21.3386 | B | 31.9951 | 1200000 | Not provided | Not provided | Not provided | N/A | TBD | 28.144605614 | -80.588933544
2269 | CALO | Lee County | DEP | LC-21 | Nalle Grade Stormwater Park | Dry retention and wet detention ponds. | Stormwater Treatment Areas (STAs) | Underway | 2019 | 2021 | 12084.349 | 1027.3022 | Tidal Caloosahatchee | 720.36 | 3500000 | TBD | County/ DEP | DEP - $500,000 | S0727 | N/A | 26.7536319 | -81.82114111
2270 | CALO | Lee County | DEP/ SFWMD | LC-20 | Powell Creek Filter Marsh | Created wetland areas, boardwalks, and trails and a stabilized crossing of Powell Creek. | Constructed Wetland Treatment | Completed | Prior to 2012 | 2013 | 5244.6758 | 2053.0619 | Tidal Caloosahatchee | 1169.6 | 1440000 | 38395 | County/ DEP | $1,025,000 | S0606 | N/A | 26.691059 | -81.867695
2271 | CALO | Lee County | SFWMD/ U.S. Fish and Wildlife Service (FWS) | LC-19 | Caloosahatchee Creeks East | Hydrologic restoration. | Hydrologic Restoration | Completed | Prior to 2012 | Prior to 2012 | 248.4975 | 20.1076 | Tidal Caloosahatchee | 6567.4 | 326955 | N/A | County/ SFWMD/ FWS | $95,000 | N/A | 36-06163-P | 26.703711 | -81.793069
2272 | CALO | Lee County | N/A | LC-16 | Street Sweeping | Materials from roadway and gutter sweeping. | Street Sweeping | Ongoing | 2000 | N/A | 571.8012 | 374.1341 | Tidal Caloosahatchee | N/A | 694176 | 248572.3 | County | N/A | N/A | N/A | Not provided | Not provided
2273 | CALO | Lee County | N/A | LC-17 | North Fort Myers Surface Water Restoration: Powell Creek Extension and Lost Lane Levee | Conveyance improvements to increase residence time, rehydrate offsite wetlands on adjacent properties, and accommodate offsite flows. | Hydrologic Restoration | Completed | Prior to 2012 | 2013 | 13638.332 | 3535.793 | Tidal Caloosahatchee | 397.1 | 3485817 | 17101 | County | N/A | N/A | N/A | 26.738579 | -81.871096
2274 | CALO | Lee County | DEP | LC-27 | Prairie Pines Preserve Restoration | Restoration of historical flows and enhancement and restoration of wetlands. | Hydrologic Restoration | Completed | 2018 | 2018 | 10356.1308 | 837.4659 | Tidal Caloosahatchee | 2334 | 600000 | 28295 | County/ DEP | DEP - $300,000 | S0895 | N/A | 26.732617 | -81.909439
3534 | OKEE | Orange County | N/A | OC-41 | Hidden Cove Apts. 7 CDS | Treat stormwater from Hidden Cove Apts. | Hydrodynamic Separators | Completed | 2008 | Prior to 2014 | TBD | TBD | Upper Kissimmee | Not provided | Not provided | 3333 | Orange County | $3,333 | N/A | N/A | 28.490014 | -81.40077
3535 | OKEE | Orange County | N/A | OC-42 | Lake Tibet Houston Pl. NSBB | Treat stormwater from Houston Place. | Baffle Boxes- Second Generation with Media | Completed | 2017 | 2017 | TBD | TBD | Upper Kissimmee | Not provided | Not provided | 2329 | Butler MSTU | $2,329 | N/A | N/A | 28.459 | -81.51378
3536 | OKEE | Orange County | N/A | OC-43 | Lake Down Subbasin 9 NSBB | Treat stormwater from subbasin 9 in Lake Down. | Baffle Boxes- Second Generation | Completed | 2017 | 2017 | TBD | TBD | Upper Kissimmee | 411 | 390000 | 8125 | Butler MSTU/ SFWMD | Not provided | N/A | Not provided | 28.5085 | -81.50847
3537 | OKEE | Orange County | N/A | OC-44 | Lake Jessamine Hydrologic Nutrient Budget Study | Hydrologic and nutrient budget study. | Study | Completed | 2012 | 2012 | N/A | N/A | Upper Kissimmee | N/A | 105886 | N/A | Lake Jessamine Taxing District (MSTU) | Not provided | N/A | N/A | 28.4822 | -81.38644
3538 | OKEE | Orange County | N/A | OC-45 | Anderson Street Sweeping | Sweeping of 31.8 curb miles annually. | Street Sweeping | Canceled | N/A | N/A | N/A | N/A | Upper Kissimmee | N/A | N/A | 770 | Lake Anderson Taxing District (MSTU) | $770 | N/A | N/A | N/A | N/A
3539 | OKEE | Orange County | N/A | OC-35 | Lake Conway Cullen Lakeshore CDS | Treat stormwater from Cullen Lakeshore. | Hydrodynamic Separators | Completed | Prior to 2014 | Prior to 2014 | TBD | TBD | Upper Kissimmee | Not provided | Not provided | 5677 | Lake Conway Taxing District (MSTU) | $5,677 | N/A | N/A | 28.48375 | -81.34257
3540 | OKEE | Orange County | SJRWMD | OC-47 | Lake Jennie Jewel Surface Water & Sediment Alum Treatment | In-lake application of alum and buffer. | In Waterbody - Alum Injection System | Completed | 2020 | 2020 | 35.6 | 1.1 | Upper Kissimmee | 69.2 | 138605.02 | N/A | OC BCC/ SJRWMD | SJRWMD - $36,465 | N/A | 31843 | Not provided | Not provided
2497 | BIRL | City of Cocoa Beach | EPA/ DEP / SOIRL | CB-40 | Convair Cove SW LID | Tree canopy, rain gardens/ rain tanks/ previous pavers/ BAM. | BMP Treatment Train | Planned | 2020 | 2022 | TBD | TBD | B | 10.8773 | 276000 | 3000 | TBD | TBD | TBD | TBD | 28.320034 | -80.611035
2498 | BIRL | City of Indian Harbour Beach | N/A | IHB-09 | Gleason Park Irrigation Phase 1 | Initial effort to reuse about 248,200 gallons a week from the Gleason wet pond. | Stormwater Reuse | Completed | Prior to 2013 | Prior to 2013 | 107.3 | 16.9 | B | 128.88 | N/A | N/A | City of IHB Stormwater Utility | N/A | N/A | N/A | 28.141981772 | -80.591261594
2499 | BIRL | City of Cocoa Beach | N/A | CB-38 | Education Efforts | FYN; landscape, irrigation, fertilizer, and pet waste ordinances; public service announcements (PSAs); pamphlets; website; Illicit Discharge Program. | Education Efforts | Ongoing | 2000 | N/A | 984.72 | 150 | B | N/A | 5000 | 5000 | City | $5,000 | N/A | N/A | 28.31821 | -80.61048
2500 | BIRL | City of Indian Harbour Beach | N/A | IHB-10 | Indian Harbour Beach Condo Pond | (Previously named Lift Station Pond); Dry Detention pond with 0.87" of retention. | Dry Detention Pond | Completed | 2016 | 2016 | 2.5435 | 0.47731 | B | 2.35 | 13277 | N/A | City of IHB Stormwater Utility | $13,277 | N/A | N/A | 28.150274744 | -80.589890993
2501 | BIRL | City of Cocoa Beach | FDOT | CB-36 | 332-334 N Orlando | N/A. | Dry Detention Pond | Canceled | N/A | N/A | N/A | N/A | B | N/A | N/A | N/A | N/A | N/A | N/A | N/A | 28.324182016 | -80.610548943
2502 | BIRL | City of Cocoa Beach | N/A | CB-35 | Dino Museum/ Store, 250 W CB Causeway | N/A. | Dry Detention Pond | Canceled | N/A | N/A | N/A | N/A | B | N/A | N/A | N/A | N/A | N/A | N/A | N/A | 28.342228741 | -80.61058236
2511 | BIRL | City of Cocoa Beach | EPA/ DEP/ SJRWMD | CB-39 | Minutemen Corridor Stormwater Improvement/ LID | Tree canopy, rain gardens/ rain tanks/ previous pavers/ BAM. | BMP Treatment Train | Completed | 2015 | 2017 | 150.4596 | 20.8713 | B | 15.8413 | 2975671 | 12000 | TMDL/ EPA/ Legislative/ SJRWMD | $779,464 | G0412 | Not provided | 28.318804975 | -80.609938083
2512 | BIRL | City of Indian Harbour Beach | TBD | IHB-21 | FDOT Pond #3 Beemats | Beemats (6,700 sq. feet). | Floating Islands/ Managed Aquatic Plant Systems (MAPS) | Canceled | N/A | N/A | N/A | N/A | B | 137.8922 | 20000 | N/A | N/A | N/A | N/A | N/A | 28.140520442 | -80.596190631
2513 | CIRL | City of Vero Beach | N/A | VB-05 | STEP Septic System | Conversion of existing septic systems to septic tank effluent pumping (STEP) systems. | Onsite Sewage Treatment and Disposal System (OSTDS) Enhancement | Underway | Not provided | TBD | 2626 | N/A | B | N/A | 500000 | Not provided | COVB | Not provided | N/A | Not provided | Not provided | Not provided
2793 | NIRL | Brevard County | Not provided | BC-006 | Chain of Lakes Reuse | Installing reuse from the pond. | Stormwater Reuse | Completed | Not provided | 2005 | TBD | TBD | A | Not provided | Not provided | Not provided | Not provided | Not provided | N/A | Not provided | 28.6332408150473 | -80.8310185764948
2132 | SAFE | City of High Springs | DEP/ SRWMD | HS-01 | Infiltrative Wetlands for WWTF Effluent Treatment/ Disposal - Phase I | Convert City's existing effluent sprayfield into infiltration wetlands; 10 of 20 acres will be constructed in Phase I. This will benefit water quality in Hornsby and Poe Springs. Reduction estimated load to land surface of 4,870 lb-N/yr. | Constructed Wetland Treatment | Underway | 2018 | 2019 | 1753.2 | N/A | Alachua County | 10 | 1708500 | Not provided | DEP | $1,708,500 | LP61037 | Not provided | 29.79717 | -82.6213744
2133 | SAFE | City of High Springs | DEP/ SRWMD | HS-02 | Wastewater Collection System Extension - Phase A1 | Provide central sewer to remaining areas served by septic systems. Elimination of 132 septic systems. Reduction estimate to land surface of 2,640 lb-N/yr. | OSTDS Phase Out | Underway | 2016 | 2019 | 1188 | N/A | Alachua County | N/A | 3432700 | 5000 | City/ DEP | City - $125,000/ DEP - $3,307,700 | LP61037 | Not provided | Not provided | Not provided
2134 | SAFE | City of High Springs | DEP/ SRWMD | HS-03 | Camp Kulaqua-Hornsby Spring Water Quality Improvement Project | Remove onsite wastewater treatment plant and effluent disposal and install new wastewater line to city WWTP. Reduction estimated load to land surface of 97 lb-N/yr. | WWTF Upgrade | Completed | 2015 | 2018 | 43.65 | N/A | Alachua County | N/A | 500000 | Not provided | DEP/ SRWMD | DEP - $450,000/ SRWMD - $50,000 | S0889 | Not provided | 29.850405 | -82.591614
2135 | SAFE | City of High Springs | SRWMD | HS-04 | Septic Tank Abatement | Eliminate 13 residential septic systems and connect to City's central sewer system. Reduction estimate to land surface of 330 lb-N/yr. | OSTDS Phase Out | Completed | 2017 | 2018 | 148.5 | N/A | Alachua County | N/A | 175000 | N/A | City/ SRWMD | City - $25,000/ SRWMD - $150,000 | N/A | Not provided | Not provided | Not provided
2136 | SAFE | City of High Springs | TBD | HS-05 | Wastewater Collection System Extension - Phase A2 | Provide central sewer to remaining areas served by septic systems. Elimination of 168 septic systems. Reduction estimate revised in 2018 to reflect estimate NSILT estimate of load to groundwater from Santa Fe OSTDS for 168 OSTDS removed. | OSTDS Phase Out | Underway | TBD | 2020 | 1582 | N/A | Alachua County | N/A | 3562000 | 5000 | DEP/ SRWMD | TBD | N/A | Not provided | 29.8143 | -82.59768
2694 | CIRL | FDOT District 4 | City of Vero Beach | FDOT4-32 | FM# 403596-1: SR 60 Resurfacing (23rd Street Outfall) | Resurfacing SR 60 from 21st Ave to Mockingbird Drive (23rd Street outfall). | Baffle Boxes- Second Generation | Completed | 2007 | 2008 | 291.9 | 33.6503 | B | 144.2538 | Not provided | Not provided | Florida Legislature | Not provided | N/A | Not provided | 27.640752166 | -80.388164167
2695 | CIRL | FDOT District 4 | City of Vero Beach | FDOT4-31 | FM# 403596-1: SR 60 Resurfacing (21st Street Outfall) | Resurfacing SR 60 from 21st Ave to Mockingbird Drive (21st Street outfall). | Baffle Boxes- Second Generation | Completed | 2007 | 2008 | 39.9 | 4.3525 | B | 23.3996 | Not provided | Not provided | Florida Legislature | Not provided | N/A | Not provided | 27.639145537 | -80.383194837
2696 | CIRL | FDOT District 4 | City of Vero Beach | FDOT4-30 | FM# 403596-1: SR 60 Resurfacing (20th Street Outfall) | Resurfacing SR 60 from 21st Ave to Mockingbird Drive (20th Street outfall). | Baffle Boxes- Second Generation | Completed | 2007 | 2008 | 210.7 | 24.0152 | B | 110.5858 | Not provided | Not provided | Florida Legislature | Not provided | N/A | Not provided | 27.637346891 | -80.388885498
2697 | CIRL | FDOT District 4 | N/A | FDOT4-29 | FM# 228583-2 US 1 Widening (Pond 3) | Widening SR 5 from north of SR 713 to south of Oslo Road (Pond 3). | Wet Detention Pond | Completed | 2013 | 2016 | 9.2971 | 2.5927 | B | 39.788 | Not provided | Not provided | Florida Legislature | Not provided | N/A | Not provided | 27.568882673 | -80.3716231
2698 | CIRL | FDOT District 5 | N/A | FDOTD5-02 | D5_70010-3528-02 | Pond B. | Wet Detention Pond | Completed | 2003 | 2002 | 2.3931 | 0.44828 | A | 8.4 | Not provided | Not provided | Florida Legislature | Not provided | N/A | Not provided | 28.061465 | -80.593616
2699 | CIRL | Fellsmere WCD | Indian River County Habitat for Humanity | FWCD-04 | Grace Meadows | Pond designed per two-inch/day limitation rule. Reductions split 50/50 with City of Fellsmere. | Wet Detention Pond | Completed | Not provided | 2009 | 1.5471 | 0.76301 | SEB | 18.3 | TBD | TBD | Private | TBD | N/A | Not provided | 27.77790909 | -80.587578663
2700 | CIRL | Melbourne Tillman WCD | N/A | MT-03 | Weir Construction C-69 @ C-75 | Not provided. | Control Structure | Completed | Not provided | 2016 | Not provided | Not provided | A | 2940 | Not provided | Not provided | Not provided | Not provided | N/A | Not provided | Not provided | Not provided
2701 | CIRL | Melbourne Tillman WCD | N/A | MT-02 | Weir Construction C-69 @ C-1 | Not provided. | Control Structure | Completed | Not provided | 2016 | Not provided | Not provided | A | 3830 | Not provided | Not provided | Not provided | Not provided | N/A | Not provided | Not provided | Not provided
2702 | CIRL | Melbourne Tillman WCD | DEP | MT-01 | C-1 Re-Diversion Project | Not provided. | Hydrologic Restoration | Completed | Not provided | 2014 | Not provided | Not provided | A | Not provided | Not provided | Not provided | DEP | Not provided | S0652 | Not provided | Not provided | Not provided
2703 | CIRL | Indian River Farms WCD | N/A | IRF-03 | Establishment of 2-Inch Discharge Rule | Establishment of 2-Inch Discharge Rule. | Regulations, Ordinances, and Guidelines | Ongoing | Not provided | N/A | Not provided | Not provided | B | Not provided | Not provided | Not provided | Not provided | Not provided | N/A | Not provided | Not provided | Not provided
2704 | CIRL | Indian River Farms WCD | N/A | IRF-02 | Mechanical Removal of Floating Vegetation | Not provided. | Aquatic Vegetation Harvesting | Ongoing | Not provided | N/A | Not provided | Not provided | B | Not provided | Not provided | Not provided | Not provided | Not provided | N/A | Not provided | Not provided | Not provided
2705 | CIRL | Indian River Farms WCD | N/A | IRF-01 | Tilting Weir Gates | Not provided. | Control Structure | Completed | Not provided | Prior to 2013 | Not provided | Not provided | B | Not provided | Not provided | Not provided | Not provided | Not provided | N/A | Not provided | Not provided | Not provided
2706 | CIRL | Indian River County | SJRWMD/ DEP/ EPA | IRC-15 | Osprey Acres Floway and Nature Preserve | This is a managed aquatic plant system that will remove nutrients using aquatic vegetation that will be harvested on a regular basis. | Floating Islands/ Managed Aquatic Plant Systems (MAPS) | Completed | 2017 | 2019 | 4790 | 624 | B | 9783.6114 | 7500000 | 86700 | DEP/ SJRWMD/ Florida Legislature | $3,634,536 | NS027 | Not provided | 27.583217271 | -80.444466637
2707 | CIRL | FDOT District 5 | N/A | FDOTD5-10 | D5_70220-3429-02 (Missing from model) | Pond B is now Pond 1B under 241221-2 (10/09). Project canceled. Start date prior to 2000. BMP is accounted for in new model. | Wet Detention Pond | Canceled | 1995 | Prior to 2013 | N/A | N/A | A | 25.6 | Not provided | Not provided | Florida Legislature | Not provided | N/A | Not provided | 28.036236 | -80.658305
2708 | CIRL | Fellsmere WCD | N/A | FWCD-05 | 2-Inch Limitation Discharges | Establishment of two-inch discharge rule. | Regulations, Ordinances, and Guidelines | Ongoing | Not provided | N/A | TBD | TBD | SEB | N/A | N/A | N/A | N/A | N/A | N/A | Not provided | Not provided | Not provided
2709 | CIRL | FDOT District 5 | N/A | FDOTD5-11 | D5_70220-3429-03 (Missing from model) | Pond C is now Pond 2B under 241221-2 (10/09). Project canceled. Start date prior to 2000. BMP is accounted for in new model. | Wet Detention Pond | Canceled | 1995 | Prior to 2013 | N/A | N/A | A | 26.1 | Not provided | Not provided | Florida Legislature | Not provided | N/A | Not provided | 28.034465 | -80.656968
2290 | CALO | Lee County | FCT | LC-10 | Prairie Pines Preserve | Land purchase and conversion to conservation land use. | Land Use Change | Completed | 2012 | 2012 | 0.074696 | 0.01979 | Tidal Caloosahatchee | 330.9 | 11790529.95 | 190454 | County | County - $11,790,530 | N/A | N/A | 26.742021 | -81.876716
2291 | CALO | Lee County | N/A | LC-11 | Telegraph Creek Preserve | Land purchase and conversion to conservation land use. | Land Use Change | Completed | 2012 | 2012 | 4676.2258 | 139.6787 | Tidal Caloosahatchee | 1715.1 | 23900000 | 54639 | County | County - $23,900,000 | N/A | N/A | 26.744064 | -81.696723
2292 | CALO | Lee County | DEP | LC-37 | Spanish Creek at Daniel's Preserve Restoration | Restoration of wetland hydroperiod and sheet flow attenuation. | Hydrologic Restoration | Completed | 2014 | 2014 | 828.9136 | 46.2569 | West Caloosahatchee | 4030.6556 | 400000 | 3000 | County/ DEP | DEP - $650,602/ SFWMD - $80,000 | S0732 | 4600002828 | 26.733933 | -81.604478
2293 | CALO | Lee County | N/A | LC-02 | Billy's Creek Preserve | Land purchase and conversion to conservation land use. | Land Use Change | Completed | 2012 | 2012 | 46.5551 | 1.6464 | Tidal Caloosahatchee | 50.7 | 2500000 | N/A | County | County - $2,500,000 | N/A | N/A | 26.662645 | -81.824428
2294 | CALO | FDOT District 1 | N/A | FDOT-13 | Existing Stormwater Wet Ponds | F12040-3514-01. | Wet Detention Pond | Completed | 2002 | Prior to 2012 | 224.8465 | TBD | Tidal Caloosahatchee | 14.0909 | Not provided | Not provided | Florida Legislature | Not provided | N/A | N/A | 26.543035991 | -81.915922688
2295 | CALO | FDOT District 1 | N/A | FDOT-24 | State Road (SR) 78 Project | Wet detention pond. FM195705-1, Pond SMF 2B. | Wet Detention Pond | Completed | 2009 | Prior to 2012 | 66.7463 | 18.07 | Tidal Caloosahatchee | 20 | Not provided | Not provided | Florida Legislature | Not provided | N/A | N/A | 26.70881 | -81.83728
2296 | CALO | City of Cape Coral | DEP | CC-07 | SW - 5 Swale/ Inlet Replacement | Installed raised inlets to provide additional water quality in roadside swales. | Grass Swales with Swale Blocks or Raised Culverts | Completed | Not provided | Prior to 2012 | 0 | N/A | Tidal Caloosahatchee | Not provided | Not provided | Not provided | City | City - $172,629 | TBD | N/A | Not provided | Not provided
2297 | CALO | City of Cape Coral | N/A | CC-08 | SE Pipe Replacement | SE pipe replacement. | Stormwater System Rehabilitation | Completed | Not provided | Prior to 2012 | N/A | N/A | Tidal Caloosahatchee | Not provided | Not provided | Not provided | City | Not provided | N/A | N/A | Not provided | Not provided
2187 | HAMO | FDOT District 5 | N/A | FDOT-08 | 79070-3546-01 (Pond pond 7) | Wet detention pond. | Wet Detention Pond | Completed | 2003 | 2007 | 19.9 | 1.4 | N/A | 26.9 | Not provided | Not provided | Florida Legislature | Not provided | N/A | N/A | 29.026323 | -81.13623
2188 | HAMO | FDOT District 5 | N/A | FDOT-09 | 79070-3546-04 (Pond pond 10) | Wet detention pond. | Wet Detention Pond | Completed | 2003 | 2007 | 3.8 | 2.7 | N/A | 3.6 | Not provided | Not provided | Florida Legislature | Not provided | N/A | N/A | Incompatible Point | Incompatible Point
2792 | NIRL | Brevard County | TBD | BC-007 | Scottsmoor C | Advanced denitrification and baffle box treatment train. | BMP Treatment Train | Underway | 2017 | 2019 | 1008.7998 | 265.2656 | A | 463 | TBD | 1000 | Legislative Funds | Legislative Funds - $33,7043 | LP05114 | TBD | 28.74381050624 | -80.8594264327632
1834 | LSJT | JEA | N/A | JEA-047 | SSO Root Cause Program | SSO Root Cause Program. | FIB- Sanitary Sewer | Ongoing | 2009 | N/A | N/A | N/A | Craig Creek/ McCoy Creek/ Williamson Creek/ Fishing Creek/ Deep Bottom Creek/ Moncrief Creek/ Blockhouse Creek/ Cormorant Branch/ Wills Branch/ Greenfield Creek/ Pottsburg Creek/ Middle Trout River/ Lower Trout River | N/A | TBD | TBD | JEA | TBD | N/A | N/A | 30.361598 | -81.582072
1835 | LSJT | JEA | N/A | JEA-042 | Confirm Locations of Lift Stations on Boundary | Confirm locations of lift stations on boundary for first annual progress report. | FIB- Sanitary Sewer | Completed | 2009 | 2010 | N/A | N/A | Craig Creek/ Fishing Creek/ Moncrief Creek/ Cormorant Branch/ Wills Branch/ Greenfield Creek/ Pottsburg Creek/ Middle Trout River/ Lower Trout River | N/A | N/A | N/A | JEA | N/A | N/A | N/A | 30.361598 | -81.582072
1836 | LSJT | JEA | N/A | JEA-057 | Walk the WBID Follow-up | Inspect Drop Inlet at Nelson and Plum. Inspections showed no problems with manholes. | FIB- Source Identification Activities | Completed | 2009 | 2010 | N/A | N/A | McCoy Creek | N/A | N/A | N/A | JEA | N/A | N/A | N/A | 30.314 | -81.714
1889 | JESU | FDOT District 5 | N/A | FDOT-08 | FM 240216-2 SR 46 (add lanes and reconstruct from Mellonville Ave. to East of SR 415) | Pond 2 (also known as Pond A). | Wet Detention Pond | Completed | 2016 | 2019 | 63.8 | 0.4 | N/A | 24.58 | Not provided | Not provided | Florida Legislature | Not provided | N/A | N/A | 28.787034 | -81.209397
1890 | JESU | City of Lake Mary | N/A | LM-05 | Catch Basin Clean Out | Removal of 1,620 cubic feet of material per year. | BMP Cleanout | Ongoing | 2017 | N/A | 35 | 20.4 | N/A | 6286 | 80000 | 80000 | City of Lake Mary Stormwater Fund | $80,000 | Not provided | N/A | 28.756944 | -81.322778
1937 | JESU | Seminole County | N/A | SC-26 | Howell Creek Erosion Control Project | Erosion control measures on Howell Creek. | Shoreline Stabilization | Completed | 2015 | 2019 | 0 | TBD | N/A | N/A | 1300000 | TBD | N/A | N/A | N/A | N/A | 28.643514 | -81.265231
1938 | JESU | Seminole County | N/A | SC-27 | Credits for Missing BMPs | BMPs missing from the model. | BMP Missing from Model | Completed | N/A | 2017 | 1786 | 0 | N/A | N/A | N/A | N/A | N/A | N/A | N/A | N/A | 28.721152 | -81.246486
1939 | JESU | Seminole County | Altamonte/ Casselberry/ Lake Mary/ Longwood/ Oviedo | SC-28 | Seminole County Fertilizer Ordinance | Reduction of Nitrogen and Phosporus sources, through public education and restrtictions on usage. | Regulations, Ordinances, and Guidelines | Ongoing | 2017 | N/A | TBD | TBD | N/A | 14267 | 150000 | 65000 | City Partners/ County/ DEP | City - $28,000/ County - $37,000/ DEP - $100,000 | NF034 | N/A | 28.721152 | -81.246486
1940 | JESU | Seminole County | N/A | SC-29 | Lake of the Woods Retention Pond | Construct a retiontion pond to capture untreated runff into Lake of the Woods. | Retention/Detention BMP with Nutrient Reducing Media | Planned | 2021 | 2022 | TBD | TBD | N/A | TBD | 500000 | TBD | N/A | N/A | N/A | N/A | 28.646164 | -81.342287
2454 | BIRL | City of Satellite Beach | DEP | SB-40 | Cassia Phase 3 - C13G | Retention swales. | On-line Retention BMPs | Completed | 2012 | 2013 | 5.6234 | 1.0031 | B | 3.3 | N/A | N/A | City/ DEP | N/A | G0162 | N/A | 28.17217388 | -80.591251019
2455 | BIRL | City of Satellite Beach | DEP | SB-41 | Roosevelt Avenue | Off-line retention swales. | Off-line Retention BMPs | Completed | 2015 | 2016 | TBD | TBD | B | 32 | 43482 | TBD | City | City - $43,482 | N/A | N/A | 28.17969718 | -80.59897922
2456 | BIRL | City of Satellite Beach | DEP | SB-42 | Roosevelt Avenue | Off-line retention pipes. | Exfiltration Trench | Completed | 2015 | 2016 | 0 | 0 | B | 3 | 34350 | TBD | City | City - $34,350 | N/A | N/A | 28.17969718 | -80.59897922
2431 | BIRL | Kennedy Space Center | N/A | KSC-03 | KSC Citrus Grove Termination TEL-IV | Previous Citrus Grove lease termination allows termination of fertilizer use and irrigation. | Land Use Change | Completed | Not provided | 2014 | TBD | TBD | A | 20.5 | N/A | N/A | N/A | N/A | N/A | Not provided | 28.460662567 | -80.664599712
2459 | BIRL | City of Satellite Beach | DEP | SB-30 | Cassia Phase 3 - C7A | Retention swales. | On-line Retention BMPs | Completed | 2012 | 2013 | 2.4427 | 0.35904 | B | 0.4 | N/A | N/A | City/ DEP | N/A | G0162 | N/A | 28.172368891 | -80.599728088
2460 | BIRL | City of Cocoa Beach | DEP | CB-02 | Ocean Beach Blvd. Bioretention/ Exfiltration | Not provided. | Grass Swales without Swale Blocks or Raised Culverts | Completed | 2004 | 2013 | 77.3486 | 11.9024 | B | 63.7861 | 1150000 | 18000 | DEP | DEP - $1,150,000 | G0170 | Not provided | 28.3608096 | -80.6051321
2461 | BIRL | Cape Canaveral Air Force Station | N/A | CCAFS-08 | Sanitary Sewer Infiltration and Inflow Study | Conduct infiltration and inflow study of station's sanitary sewer system. | Study | Underway | 2018 | 2019 | N/A | N/A | A | N/A | TBD | N/A | USAF | TBD | N/A | N/A | 28.48766 | -80.573324
3319 | STLU | Martin County | N/A | MC-16 | Septic to Central Sewer Conversions | 1,121 single-family and multifamily residential and commercial units in five neighborhoods. | OSTDS Phase Out | Completed | 2009 | 2019 | 15385.5708 | N/A | Primary BMAP Area | N/A | 9500000 | Not provided | NEEPP/ North River Shores Neighborhood | Not provided | N/A | Not provided | 27.21918 | -80.266379
3320 | STLU | Martin County | SFWMD/ DEP | MC-15 | Tropical Farms Water Quality Retrofit | 43.2 ac-ft of water quality treatment (1.11 inches). | BMP Treatment Train | Completed | 2008 | 2010 | 2844.9 | 825.6 | Primary BMAP Area | 469.8 | 4047219 | Not provided | DEP/ SFWMD | SFWMD - $1,412,000/ DEP - $1,180,589 | OT060152/ SO361 | Not provided | 27.10425341 | -80.281397423
3706 | OKEE | FDOT District 5 | N/A | FDOT5-28 | 407143-4 Ponds WDA 2A and 2B (SR 482 widening from west of Turkey Lake Rd. to east of Universal Blvd.) | Add lanes and reconstruct. | Wet Detention Pond | Underway | 2016 | 2021 | 16 | 3.6 | Upper Kissimmee | 23 | Not provided | Not provided | Florida Legislature | Not provided | N/A | N/A | 28.4503026235 | -81.4654223987
3700 | OKEE | FDOT District 5 | N/A | FDOT5-16 | 239663-A Widening of State Road 530 from State Road 535 to Hoagland Boulevard (Pond 1) | Add lanes and reconstruct. | Wet Detention Pond | Completed | Not provided | 2010 | 2.7 | 0.5 | Upper Kissimmee | 14.6 | Not provided | Not provided | Florida Legislature | Not provided | N/A | N/A | 28.3295497192 | -81.471959514
3701 | OKEE | FDOT District 5 | N/A | FDOT5-17 | 239663-B Widening of State Road 530 from State Road 535 to Hoagland Boulevard (Pond 2) | Add lanes and reconstruct. | Wet Detention Pond | Completed | Not provided | 2010 | 6.7 | 1 | Upper Kissimmee | 17.9 | Not provided | Not provided | Florida Legislature | Not provided | N/A | N/A | 28.3205547261 | -81.4703677124
3702 | OKEE | Highlands County | UF-IFAS | HC-03 | Education and Outreach | FYN, landscaping and irrigation ordinances, PSAs, and pamphlets. | Education Efforts | Ongoing | Not provided | N/A | 11712.3 | 2367.7 | Lake Istokpoga | 57004.5 | N/A | N/A | Highlands County | N/A | N/A | N/A | 27.462033 | -81.369888
3703 | OKEE | FDOT District 5 | N/A | FDOT5-19 | 239663-D Widening of State Road 530 from State Road 535 to Hoagland Boulevard (Pond 4) | Add lanes and reconstruct. | Wet Detention Pond | Completed | Not provided | 2010 | 4.5 | 2.1 | Upper Kissimmee | 12.6 | Not provided | Not provided | Florida Legislature | Not provided | N/A | N/A | 28.3048005436 | -81.4540153511
3704 | OKEE | FDOT District 5 | N/A | FDOT5-30 | 407143-4 Pond WDA 4 (SR 482 widening from west of Turkey Lake Rd. to east of Universal Blvd.) | Add lanes and reconstruct. | Wet Detention Pond | Underway | 2016 | 2021 | 17.9 | 7.1 | Upper Kissimmee | 23 | Not provided | Not provided | Florida Legislature | Not provided | N/A | N/A | 28.4501414805 | -81.4438935994
3705 | OKEE | FDOT District 5 | N/A | FDOT5-21 | 242484-A Widening of State Road 400 from Universal Boulevard to South Street (Pond 4) | Add lanes and reconstruct. | Wet Detention Pond | Completed | Not provided | 2011 | 3.2 | 0.8 | Upper Kissimmee | 21.8 | Not provided | Not provided | Florida Legislature | Not provided | N/A | N/A | 28.5340096752 | -81.3837683455
2760 | CIRL | Town of Melbourne Beach | N/A | MB-10 | Basin 10 - Cherry Drive Baffle Box | Not provided. | Baffle Boxes- First Generation | Completed | Not provided | 2000 | 4.0408 | 2.8559 | A | 87.4 | Not provided | Not provided | Not provided | Not provided | N/A | Not provided | 28.059274545 | -80.55607292
2761 | NIRL | City of Cocoa | N/A | CC-11 | Education Efforts | Fertilizer ordinance. | Education Efforts | Ongoing | N/A | N/A | 636.615 | 92.575 | B | N/A | N/A | N/A | City | N/A | N/A | N/A | 28.374129 | -80.742833
2762 | NIRL | City of Cocoa | Community Development Block Grant (CDBG) | CC-10 | Diamond Square Stormwater Improvements | Retrofit existing storm sewer in Dimond Square, including the construction of a wet detention pond. | Wet Detention Pond | Completed | 2011 | 2011 | 41.0353 | 4.2167 | B | 98.6996 | 210000 | 2500 | City | City - $450,000 | N/A | N/A | 28.3508076803161 | -80.7324508936752
2763 | NIRL | City of Cocoa | N/A | CC-09 | Bracco Supplemental Water Supply | Joint project with the WWTP to provide reclaimed water. | WWTF Diversion to Reuse | Completed | 2008 | 2014 | 1102.8964 | 107.7542 | B | N/A | 1200000 | N/A | City | City - $250,000 | N/A | N/A | 28.36361 | -80.73917
2764 | NIRL | City of Cocoa | N/A | CC-08 | Street Sweeping | Pavement cleaning by sweeping, vacuum, or cleaning. | Street Sweeping | Ongoing | N/A | N/A | 405 | 260 | B | N/A | 80000 | 100000 | City | N/A | N/A | N/A | 28.374129 | -80.742833
2798 | NIRL | Kennedy Space Center | N/A | KSC-15 | Causeway Wetland Mitigation | Missing from Model. Existing permitted stormwater treatment pond. | Wet Detention Pond | Completed | Not provided | 2014 | 22.2958 | 4.9043 | B | 12.6 | Not provided | Not provided | Not provided | Not provided | N/A | Not provided | 28.526068613255 | -80.7324764667258
2799 | CIRL | North St. Lucie River WCD | N/A | NSLR-03 | Canal Maintenance Program | Ongoing maintenance primarily by mechanical means to keep canals free of exotic and decaying vegetation. | Aquatic Vegetation Harvesting | Ongoing | Not provided | N/A | N/A | N/A | SIRL | Not provided | Not provided | 9400 | Not provided | Not provided | N/A | Not provided | Incompatible Point | Incompatible Point
2800 | CIRL | Town of Melbourne Beach | N/A | MB-12 | Basin 17 - Riverview Lane Baffle Box | Not provided. | Baffle Boxes- First Generation | Completed | Not provided | 2000 | 0.04631 | 0.031356 | A | 1.1 | Not provided | Not provided | Not provided | Not provided | N/A | Not provided | 28.057317657 | -80.563732109
2948 | CIRL | City of Palm Bay | N/A | PB-01 | Basin 11 | Not provided. | Muck Removal/Restoration Dredging | Completed | Not provided | 2009 | Not provided | Not provided | A | Not provided | 1866695 | Not provided | Not provided | Not provided | N/A | Not provided | Not provided | Not provided
2538 | BIRL | Brevard County | DEP | BC-22 | Thrush 405 Baffle Box | Upgrading a 1st generation to a 2nd generation baffle box by adding the nutrient separating screen. | Baffle Boxes- Second Generation | Completed | 2014 | 2015 | 7.0675 | 0.84608 | B | 4.3 | 12507 | 1000 | DEP | DEP - $12,507 | S0648 | N/A | 28.21054357 | -80.612703929
2539 | BIRL | Brevard County | DEP | BC-21 | Fourth Place Baffle Box | Upgrading a 1st generation to a 2nd generation baffle box by adding the nutrient separating screen. | Baffle Boxes- Second Generation | Completed | 2014 | 2015 | 93.7401 | 10.8438 | B | 57 | 34037 | 1000 | DEP | DEP - $34,037 | S0648 | N/A | 28.36352353 | -80.697672385
3205 | NIRL | Kennedy Space Center | N/A | KSC-04 | Storage Building L5-0734 | Demolition of facility resulted in loss of impervious area and change of land use. | Land Use Change | Completed | Not provided | 2010 | TBD | TBD | A | N/A | N/A | N/A | N/A | N/A | N/A | Not provided | 28.5533524815599 | -80.7014396928635
3399 | STLU | St. Lucie County | N/A | SLC-011 | Street Sweeping | Materials are collected from road ways and the gutters using a street sweeper truck. | Street Sweeping | Ongoing | Prior to 2013 | N/A | 113.4 | 72.8 | Primary BMAP Area | N/A | TBD | TBD | TBD | TBD | N/A | Not provided | 27.328212 | -80.476607
3400 | STLU | Martin County | N/A | MC-20 | Education Program | FYN; landscaping, irrigation, fertilizer, and pet waste ordinances; PSAs, pamphlets, website, illicit discharge program. | Education Efforts | Ongoing | Not provided | N/A | 16643.6 | 2831.2 | Primary BMAP Area | N/A | Not provided | Not provided | County | $60,000 | N/A | Not provided | 27.149542 | -80.291847
3401 | STLU | St. Lucie County | N/A | SLC-012 | Catch Basin Cleanout | Catch basins are cleaned out on a rotational basis using a vactruck. | BMP Cleanout | Ongoing | Prior to 2013 | N/A | 91.7 | 56.4 | Primary BMAP Area | N/A | TBD | TBD | TBD | TBD | N/A | Not provided | 27.328212 | -80.476607
3402 | STLU | City of Port St. Lucie | DEP | PSL-07 | E-8 Waterway Phase 1 Water Quality Retrofit | Control structure improvements, weirs, sediment removal, and construction of 2 STAs totaling 24.36 acres. Improvements will enhance stormwater drainage and flood protection capacity, improve water quality and restore native vegetation and habitat. | BMP Treatment Train | Completed | Prior to 2013 | 2010 | 1532.4 | 1513.3 | Primary BMAP Area | 1610.2 | 1522000 | 36540 | City/ DEP | City - $1,147,000/ DEP - $375,000 | S0239 | N/A | 27.258514527 | -80.36907412
3403 | STLU | City of Port St. Lucie | N/A | PSL-06 | B-3 WCS | B-3 protected NFSLR from receiving uncontrolled E-8 Canal discharges. System will stage appropriate discharge levels based on volume, retaining maximum flows. | Control Structure | Completed | Prior to 2013 | 2007 | 7026.7 | 2176.8 | Primary BMAP Area | 1640.6 | 257235 | 3200 | City | $275,235 | N/A | N/A | 27.258026666 | -80.366115841
3404 | STLU | City of Port St. Lucie | DEP | PSL-05 | B-1 and B-2 WCS | WCS B-1 and B-2 protected North Fork of St. Lucie River (NFSLR) from receiving uncontrolled E-8 Canal discharges. System will stage appropriate discharge levels based on volume, retaining maximum flows. | Control Structure | Completed | Prior to 2013 | 2007 | 6736.8 | 2087.9 | Primary BMAP Area | 1747.5 | 1046045 | 3200 | City/ DEP | City - $671,045/ DEP - $375,000 | S0239 | N/A | 27.260552171 | -80.358166278
3405 | STLU | City of Port St. Lucie | N/A | PSL-04 | Eastern Watershed Improvement Project - Loutus, Patio, Mary, Leithgow and Bur Ponds | Flood control, water quality, environmental restoration project consisting of 27 acres of wet detention ponds, littoral shelves, and created wetlands. | BMP Treatment Train | Completed | Prior to 2013 | 2011 | 1378.4 | 795.3 | Primary BMAP Area | 849.5 | 4977736 | 40500 | City | $3,977,736 | N/A | N/A | 27.264279235 | -80.280687488
3406 | STLU | City of Port St. Lucie | DEP/ SFWMD | PSL-03 | Eastern Watershed Improvement Project -Howard Creek, Cane Slough 1, Cane Slough 2 STA's | Construction of weir, 45-acre STA, littoral shelves, and new plantings. | BMP Treatment Train | Completed | Prior to 2013 | 2010 | 1265.6 | 439 | Primary BMAP Area | 435.8 | 6889079 | 67500 | City/ DEP/ SFWMD | $4,924,195/ $500,000/ $500,000/ $964,884 | S0507/ S0546 | 4600002098 | 27.269588688 | -80.283801869
2855 | CIRL | Brevard County | N/A | BC-18 | Baffle Box/Sediment Trap Cleaning | Increasing cleanout frequency to quarterly. | BMP Cleanout | Ongoing | Not provided | N/A | 1 | 1 | A | N/A | Not provided | Not provided | Not provided | Not provided | N/A | Not provided | 28.010616 | -80.626889
3852 | WAKU | Florida State University | N/A | FSU-001 | Fertilizer Rule in University Master Plan | Fertilizer Rule in the University Master Plan. | Regulations, Ordinances, and Guidelines | Ongoing | 2008 | N/A | TBD | N/A | Inside Springshed | N/A | N/A | N/A | N/A | N/A | N/A | Not provided | Not provided | Not provided
3597 | OKEE | Osceola County | N/A | OSC-07 | Old Wilson Road Pond D004-P | Road improvement. | On-line Retention BMPs | Completed | Not provided | 2012 | 18.7 | 0.01 | Upper Kissimmee | 32.1 | Not provided | Not provided | Osceola County | Not provided | N/A | N/A | 28.3050158421 | -81.5895801837
3598 | OKEE | Osceola County | N/A | OSC-08 | Old Wilson Road Pond E002-P | Road improvement. | On-line Retention BMPs | Completed | Not provided | 2012 | 16 | 0.6 | Upper Kissimmee | 27.2 | Not provided | Not provided | Osceola County | Not provided | N/A | N/A | 28.3175280518 | -81.5909559153
3599 | OKEE | Osceola County | N/A | OSC-09 | Stewart Street Regional Pond Retrofit | Regional pond retrofit. | Wet Detention Pond | Completed | Not provided | 2009 | 2835.3 | 336.6 | Upper Kissimmee | 2241.2 | Not provided | Not provided | Osceola County | Not provided | N/A | N/A | 28.212511903 | -81.4374432822
3600 | OKEE | Osceola County | N/A | OSC-10 | Education and Outreach | FYN; landscaping, irrigation, fertilizer, and pet waste management ordinances; PSAs; pamphlets; website; and illicit discharge program. | Education Efforts | Ongoing | Not provided | N/A | 18018.4 | 8940.3 | Upper Kissimmee | 73437 | Not provided | 60000 | Osceola County | $60,000 | N/A | N/A | Not provided | Not provided
3601 | OKEE | Osceola County | N/A | OSC-11 | Education and Outreach | FYN; landscaping, irrigation, fertilizer, and pet waste management ordinances; PSAs; pamphlets; website; and illicit discharge program. | Education Efforts | Ongoing | Not provided | N/A | 12.7 | 4.2 | Lower Kissimmee | 165.6 | Not provided | 5000 | Osceola County | $5,000 | N/A | N/A | Not provided | Not provided
3379 | STLU | FDOT District 4 | N/A | FDOT-45 | FM# 230108-1 SR 68 Orange Ave. (40% credit) | Combined with FDOT-1. | Wet Detention Pond | Completed | 2013 | 2005 | N/A | N/A | Primary BMAP Area | 17.8 | Not provided | Not provided | Florida Legislature | Not provided | N/A | N/A | 27.447461865 | -80.370401519
3380 | STLU | FDOT District 4 | N/A | FDOT-31 | FM# 228851-1 | Resurfacing of SR 5 from just north of Bridge Rd. to just north of SE Dharyls St. | Dry Detention Pond | Completed | 2004 | 2004 | N/A | N/A | Special Project BMAP Area | 25.72 | Not provided | Not provided | Florida Legislature | Not provided | N/A | N/A | Not provided | Not provided
3381 | STLU | FDOT District 4 | N/A | FDOT-30 | FM# 228851-1 (Basin A) | Resurfacing of SR 5 from just north of Bridge Rd. to just north of SE Dharyls St. | Dry Detention Pond | Completed | 2004 | 2004 | N/A | N/A | Special Project BMAP Area | 14.12 | Not provided | Not provided | Florida Legislature | Not provided | N/A | N/A | Not provided | Not provided
3382 | STLU | FDOT District 4 | N/A | FDOT-29 | FM# 228852-1 SR 76 Improvements – Kanner Professional Center. | SR 76 improvements – Kanner Professional Center. | Exfiltration Trench | Completed | 2007 | 2009 | 0.5 | 0.1 | Primary BMAP Area | 0.4 | Not provided | Not provided | Florida Legislature | Not provided | N/A | N/A | 27.141581906 | -80.246631805
3383 | STLU | FDOT District 4 | N/A | FDOT-28 | FM# 228852-1 Osprey Ridge Planned Unit Development (PUD) - SR 76 Improvements | SR 76 Osprey Ridge PUD drainage improvements. | Exfiltration Trench | Completed | 2005 | 2007 | 0.1 | 0 | Primary BMAP Area | 0.1 | Not provided | Not provided | Florida Legislature | Not provided | N/A | N/A | 27.140986955 | -80.247423364
3384 | STLU | FDOT District 4 | N/A | FDOT-27 | FM# 228852-1 SR 76 Drainage Improvements at Cabana Point (Pond 9A) | SR 76 drainage improvements at Cabana Point. | Wet Detention Pond | Completed | 2003 | 2006 | 14.1 | 4.1 | Primary BMAP Area | 4.8 | Not provided | Not provided | Florida Legislature | Not provided | N/A | N/A | 27.170150199 | -80.251697933
3385 | STLU | FDOT District 4 | N/A | FDOT-26 | Johnson Honda of Stuart Turn Lane (Basin A and B) | Not provided. | Exfiltration Trench | Completed | 2010 | 2010 | 0.2 | 0 | Primary BMAP Area | 0.1 | Not provided | Not provided | Florida Legislature | Not provided | N/A | N/A | 27.1541431 | -80.219908614
3819 | WAKU | Wakulla County | N/A | WC-019 | Comprehensive Plan Conservation Objective 12.2 | County shall consider expanding the Wakulla Springs Special Planning Area based on geologic vulnerability. | Regulations, Ordinances, and Guidelines | Ongoing | 2010 | N/A | 0 | N/A | PFA1, PFA2 | N/A | N/A | N/A | N/A | N/A | N/A | Not provided | 30.214699 | -84.32347
3820 | WAKU | Wakulla County | N/A | WC-020 | Comprehensive Plan Infrastructure Objective 2.5 | To protect the functions of ground water recharge areas, springs, and springsheds. | Regulations, Ordinances, and Guidelines | Ongoing | 1995 | N/A | 0 | N/A | PFA1, PFA2 | N/A | N/A | N/A | N/A | N/A | N/A | Not provided | 30.214699 | -84.32347
3821 | WAKU | Wakulla County | N/A | WC-021 | Ground Water Extraction Ordinance | Requests NWFWMD establish minimum flows and levels for Wakulla Springs and requests NWFWMD deny permits to transport water from the Wakulla Springs springshed and the Ochlocknee and St. Marks Rivers. | Regulations, Ordinances, and Guidelines | Ongoing | 2012 | N/A | 0 | N/A | PFA1, PFA2 | N/A | N/A | N/A | N/A | N/A | N/A | Not provided | 30.214699 | -84.32347
4382 | CIRL | St. Lucie County | N/A | SLC-11 | Swales Material Collected | Roadside swale cleanout and reprofiling. | BMP Cleanout | Underway | 2018 | TBD | TBD | TBD | SIRL | N/A | TBD | TBD | TBD | TBD | N/A | Not provided | 27.509352 | -80.397213
4383 | HAMO | City of Lake Helen | Volusia County | LH-02 | Main Street Exfiltration | Retrofit project to treat runoff from the Main Street drainage basin prior to discharging to Lake Helen. | Exfiltration Trench | Completed | Not provided | Prior to 2018 | Not provided | Not provided | N/A | 5.7 | Not provided | Not provided | Not provided | Not provided | N/A | Not provided | Not provided | Not provided
2909 | BIRL | Patrick Air Force Base | FEMA/ Installation Restoration Program (IRP)/ U.S. Air Force Civil Engineering Center (AFCEC) | PAFB-16 | Shoreline Stabilization Projects | Six project areas with rip-rap and marsh sills to contribute to shoreline stabilization. Full details in the submitted Shoreline Stabilization Protocol technical memo. | Shoreline Stabilization | Underway | 2017 | 2019 | TBD | TBD | B | 249 | 11676000 | TBD | USAF/ Air Force Environmental Restoration Account (AFERA) | $11,676,000 | N/A | N/A | 28.256325 | -80.611909
2910 | CIRL | City of Palm Bay | N/A | PB-39 | Goode Park | N/A. | Baffle Boxes- First Generation | Canceled | N/A | N/A | N/A | N/A | A | N/A | N/A | N/A | N/A | N/A | N/A | Not provided | N/A | N/A
2911 | CIRL | City of Palm Bay | N/A | PB-31 | Port Malabar Drainage Improvements Central | Modification of existing drainage system redesigned to promote infiltration of stormwater runoff. The system has perforated piping, baffles, and infiltration trenches to encourage percolation. | Exfiltration Trench | Completed | Not provided | 2013 | 11.8426 | 1.6686 | A | 11.84 | Not provided | Not provided | Not provided | Not provided | N/A | Not provided | 28.022955995 | -80.574920045
4336 | BIRL | Brevard County | DEP | BC-41 | Needle Blvd. - BB #998 | Biosorption Activated Media installed within existing Merritt Island drainage ditch system to remove nitrogen from groundwater baseflow. | Biosorption Activated Media (BAM) | Completed | 2017 | 2019 | TBD | TBD | B | 273 | 55000 | 1000 | Legislative Funding | Legislative Funding - $35,000 | LP0511A | N/A | 28.3649 | -80.69553
4337 | BIRL | Brevard County | N/A | BC-42 | Piney Woods BB #1066 | Biosorption Activated Media installed within existing Merritt Island drainage ditch system to remove nitrogen from baseflow. | Biosorption Activated Media (BAM) | Canceled | N/A | N/A | N/A | N/A | N/A | N/A | N/A | N/A | N/A | N/A | N/A | N/A | 28.330961 | -80.660995
4338 | BIRL | Brevard County | DEP/ SOIRL | BC-43 | Seagull Drive Pond BAM Train BB#1304 (D-4) | Media will be installed along side slope of existing pond and will include solar panels. | BMP Treatment Train | Completed | 2018 | 2020 | TBD | TBD | B | 175 | 125000 | N/A | LF/ SOIRL | LF - $35,000/ SOIRL - $90,000 | LP0511A | TBD | 28.20362 | -80.60387
2224 | HAMO | Volusia County | DEP/ SJRWMD | VC-08 | Gemini Springs Baffle Boxes | Installation of two baffle boxes. | Baffle Boxes- Second Generation | Completed | 2017 | 2018 | 850 | 135 | N/A | 208 | 381900 | Not provided | DEP/ SJRWMD | DEP - $95,000/ SJRWMD - $95,000 | NS034 | Not provided | 28.868 | -81.298
2225 | HAMO | Volusia County | Not provided | VC-07 | Roadside Ditch Cleaning | Ongoing roadside ditch cleaning throughout county. | BMP Cleanout | Ongoing | Not provided | N/A | 905 | 556 | N/A | N/A | Not provided | Not provided | Not provided | Not provided | N/A | Not provided | Not provided | Not provided
2226 | HAMO | Volusia County | Not provided | VC-06 | Lake Winnemissett Non-contributing Basin | Non-contributing Basin, not included in the TMDL model. | Non-contributing Basin | Completed | N/A | Prior to 2012 | 657.9 | 93.8 | N/A | 1003.3 | N/A | N/A | N/A | N/A | N/A | Not provided | 29.02268 | -81.24936
2227 | HAMO | Volusia County | Not provided | VC-05 | DeBary Avenue Expansion | DeBary Avenue - Doyle Road expansion. | Wet Detention Pond | Completed | 2011 | 2012 | 41 | 10.3 | N/A | 123.3 | Not provided | Not provided | Not provided | Not provided | N/A | Not provided | 28.87455 | -81.26579
2228 | HAMO | Volusia County | Not provided | VC-04 | Lemon Bluff Road Ramp | Grass swales without swale blocks or raised culverts. | Grass swales without swale blocks or raised culverts | Completed | 2011 | 2011 | 0.7 | 0.1 | N/A | 0.2 | 55550 | Not provided | Not provided | Not provided | N/A | Not provided | 28.80829 | -81.13198
2229 | HAMO | Turnpike Enterprise | N/A | T-01 | Street Sweeping | SR 417 MM 51-55 16 CM Mainline per cycle 6 CM Ramps per cycle 24 Total Curb Miles per month or 288 Curb Miles per year Aprox 93,312 lbs or 42,325.61 Kg of dry material. | Street Sweeping | Ongoing | 2012 | N/A | 53 | 34 | N/A | N/A | N/A | N/A | N/A | N/A | N/A | N/A | 28.800256 | -81.313108
2230 | HAMO | FDOT District 5 | N/A | FDOT-29 | FM 242702 Roadside Swale | Grass swales without swale blocks or raised culverts. | Grass swales without swale blocks or raised culverts | Completed | 2001 | 2004 | 93.8 | 13.5 | N/A | 35 | Not provided | Not provided | Florida Legislature | Not provided | N/A | N/A | 28.85867 | -81.29601
2231 | HAMO | Volusia County | Not provided | VC-03 | Lemon Bluff Road | Grass swales without swale blocks or raised culverts. | Grass swales without swale blocks or raised culverts | Completed | 2011 | 2011 | 6.6 | 1.1 | N/A | 1.8 | 145000 | Not provided | Not provided | Not provided | N/A | Not provided | 28.80589 | -81.13220
2232 | HAMO | Seminole County | N/A | SC-08 | Midway Phase II, Ditch Diversion | Addition of a ditch bottom inlet and regrading to route untreated runoff into Pond 4 of the existing RSF. | Wet Detention Pond | Completed | 2015 | 2016 | 175 | 35 | N/A | 25 | 59300 | TBD | N/A | N/A | N/A | N/A | 28.79987 | -81.23467
2252 | CALO | Lee County | N/A | LC-09 | Orange River Preserve | Land purchase and conversion to conservation land use. | Land Use Change | Completed | 2012 | 2012 | 6.5438 | 1.2871 | Tidal Caloosahatchee | 59.1 | 1755000 | 2966 | County | County - $1,755,000 | N/A | N/A | 26.690852 | -81.783652
2253 | EWCO | FDOT District 1 | N/A | IR-FDOT-02 | Roadside Swales | Swale with ditch blocks. | Grass swales with swale blocks or raised culverts | Completed | Not provided | Prior to 2012 | Not provided | Not provided | Imperial River | N/A | Not provided | Not provided | Florida Legislature | Not provided | N/A | N/A | Not provided | Not provided
2254 | EWCO | FDOT District 1 | N/A | IR-FDOT-01c | Wet Detention Ponds Pond 9B) Facility ID: 12075-3500-04 | Wet detention. | Wet Detention Pond | Completed | 2010 | 2010 | 9 | 0 | Imperial River | 96 | Not provided | Not provided | Florida Legislature | Not provided | N/A | N/A | 26.352331 | -81.753769
2255 | CALO | Lee County | DEP/ SFWMD | LC-36 | Fichter's Creek Restoration Project | Restoration of hydroperiod and water quality in Fichter's Creek. | Hydrologic Restoration | Completed | 2018 | 2018 | 1218.4433 | 114.408 | West Caloosahatchee | 4781 | 2000000 | 35000 | County/ DEP/ SFWMD | DEP - $450,000/ SFWMD - $300,000 | S0893 | 4600003525 | 26.73001 | -81.662022
2256 | EWCO | Lee County | N/A | HC-LC-03 | Education/Fertilizer Ordinance | Public education on implementation of adopted fertilizer ordinance. | Education Efforts | Ongoing | Prior to 2012 | N/A | 1980 | 0 | Hendry Creek | N/A | 392441 | 125000 | County | County - $12,000 | NF060 | N/A | Not provided | Not provided
2257 | CALO | Lee County | N/A | LC-29 | Caloosahatchee River-North Fort Myers Nutrient and Bacteria Source Identification Study | Watershed study to investigate interactions between onsite sewage treatment and disposal systems (OSTDS), groundwater, and surface water in Caloosahatchee Estuary. | Study | Completed | 2017 | 2020 | N/A | N/A | Tidal Caloosahatchee | N/A | 181352 | N/A | County/ DEP | DEP - $89,964 | NF047 | N/A | 26.652749 | -81.776875
2258 | CALO | Lee County | N/A | LC-13 | Yellow Fever Creek Preserve | Land purchase and conversion to conservation land use. | Land Use Change | Completed | 2012 | 2012 | 34.0968 | 48.3566 | Tidal Caloosahatchee | 117.8 | 3323506.74 | 11703 | County | County - $3,323,507 | N/A | N/A | 26.709429 | -81.933544
2259 | CALO | Lee County | SFWMD | LC-22 | Deep Lagoon Hydrologic Restoration | Hydrologic restoration and enhancement, water conservation, wildlife habitat enhancement, and flood protection for surrounding area. | Hydrologic Restoration | Completed | Prior to 2012 | Prior to 2012 | 144.3409 | 26.3679 | Tidal Caloosahatchee | 1022.1 | 210959 | N/A | County/ SFWMD | County - $78,500/ SFWMD - $102,071 | N/A | 4600001404/ 4600002055 | 26.528695 | -81.924713
2260 | CALO | Lee County | DEP | LC-23 | Popash Creek Restoration | Hydrologic restoration to more natural flow regime by increasing water storage on property and improving both onsite and off-site flows. | Hydrologic Restoration | Completed | Prior to 2012 | Prior to 2012 | 271.722 | 43.9431 | Tidal Caloosahatchee | 3517 | 1726625 | 16920 | County/ DEP | $1,726,625 | LP6838 | N/A | 26.758919 | -81.805658
3443 | STLU | Martin County | DEP | MC-26 | Poinciana Gardens Water Quality Retrofit Phases I and II | Treatment Train system, 87.36 ac-ft of wet detention and baffle box. | BMP Treatment Train | Completed | Not provided | 2003 | 983.8 | 284.4 | Primary BMAP Area | 188.3 | 2960547 | Not provided | DEP | $2,235,091 | WAP025 | Not provided | 27.099897 | -80.167981
3444 | STLU | Martin County | DEP | MC-25 | Hibiscus Park Water Quality Retrofit Phases I and II | 1.24 ac-ft of Wet Detention volume. | Wet Detention Pond | Completed | Not provided | 2007 | 23.8 | 7.1 | Primary BMAP Area | 4.5 | 1390574 | Not provided | DEP | $687,715 | OT050696 | Not provided | 27.13248 | -80.211394
3445 | STLU | Martin County | DEP | MC-24 | Golden Gate Water Quality Retrofit Phase III | Treatment train system, baffle boxes, & 2.26 ac-ft of wet detention. | BMP Treatment Train | Completed | Not provided | 2004 | 122.6 | 37 | Primary BMAP Area | 27.2 | 584371 | Not provided | DEP | $313,060 | SO105 | Not provided | 27.164747 | -80.2053
3446 | STLU | Martin County | DEP | MC-23 | Golden Gate Water Quality Retrofit Phases I, II | Treatment train system, baffle boxes, dry detention & 5.61 ac-ft of wet detention. | BMP Treatment Train | Completed | Not provided | 2003 | 1149.9 | 279.5 | Primary BMAP Area | 201.8 | 2046145 | Not provided | DEP | $1,322,772 | WAP030/ G0012 | Not provided | 27.168819 | -80.208378
3447 | STLU | Martin County | N/A | MC-34 | Halpatiokee Park Rain Garden | Not provided. | LID- Rain Gardens | Completed | Not provided | 2015 | Not provided | Not provided | Primary BMAP Area | Not provided | 1500 | Not provided | Not provided | Not provided | N/A | Not provided | Not provided | Not provided
3448 | STLU | Martin County | N/A | MC-30 | Old Palm City Beemats | Floating wetlands that provide nutrient removal. | Floating Islands/ Managed Aquatic Plant Systems (MAPS) | Completed | 2013 | 2013 | TBD | TBD | Primary BMAP Area | N/A | 21996 | Not provided | Not provided | Not provided | N/A | Not provided | Not provided | Not provided
2827 | CIRL | St. Lucie County | N/A | SLC-10 | Port of Fort Pierce | Stormwater management system. | Stormwater System Rehabilitation | Completed | Not provided | 2018 | N/A | N/A | SIRL | Not provided | TBD | TBD | County | TBD | N/A | Not provided | TBD | TBD
2828 | CIRL | Town of Indian River Shores | IRL NEP | IRS-06 | Oyster Reef | Construct an oyster bar reef waterside of Indian and Seminole Lanes. | Creating/ Enhancing Oyster Reefs | Planned | 2022 | 2023 | N/A | N/A | B | 0.25 | 35000 | 2500 | IRL NEP/ Town | Not provided | N/A | Not provided | 27.681361 | -80.36868
2829 | CIRL | Melbourne Tillman WCD | N/A | MT-05 | Windmill Aeration | Not provided. | Stormwater Aeration System | Completed | Not provided | 2016 | N/A | N/A | A | 516 | Not provided | Not provided | Not provided | Not provided | N/A | Not provided | Not provided | Not provided
2830 | CIRL | Town of Indian River Shores | DEP/ SJRWMD/ IRLC | IRS-04 | Pebble Bay Estates Inlet Basket Retrofit | Retrofit inlet baskets on four catch basins in Pebble Bay Estates. | Catch Basin Inserts/Inlet Filter Cleanout | Planned | 2021 | 2021 | TBD | TBD | B | 30.82 | 150000 | 15000 | DEP/ SJRWMD/ Town | TBD | TBD | Not provided | 27.675973 | -80.367822
2831 | CIRL | Town of Indian River Shores | DEP/ SJRWMD/ Indian River Lake Conservancy (IRLC) | IRS-03 | Inlet Baskets, Stormwater Design, and Dredging of Indian/Seminole Lane Stormwater Drainage Canal | Removal of accumulated muck that will reduce nutrient loading in the drainage canal. | Muck Removal/Restoration Dredging | Planned | 2021 | 2021 | TBD | TBD | B | 53.6 | 350000 | 25000 | DEP/ SJRWMD/ Town | TBD | TBD | Not provided | 27.681433 | -80.368378
2832 | CIRL | Town of Indian River Shores | DEP | IRS-02 | Hurricane Evacuation Stormwater Improvements | Stormwater improvements including exfiltration, polyacrylamide (PAM) blocks, dry retention, swales, and stormwater reuse line. | BMP Treatment Train | Underway | 2018 | 2021 | TBD | TBD | B | 36 | 1470000 | 25000 | DEP/ Division of Emergency Management (DEM)/ Johns Island Water Management/ City of Palm Bay | DEP - $550,000/ DEM - $637,500 | NS036 | Not provided | 27.70055556 | -80.46583333
2833 | CIRL | Town of Indian River Shores | DEP/ Indian River County | IRS-01 | Public Education | Implement FYN Program; adopted fertilizer, landscape, and irrigation ordinances; public website; and inspection of illicit discharges. | Education Efforts | Ongoing | 2018 | N/A | 876.25 | 131.95 | B | N/A | 25000 | 5000 | IRL NEP/ Town | Not provided | N/A | Not provided | 27.708975 | -80.38533
2834 | CIRL | Town of Indialantic | N/A | TI-05 | Lily Park | Not provided. | On-line Retention BMPs | Planned | Not provided | 2018 | TBD | TBD | A | TBD | TBD | TBD | TBD | TBD | N/A | Not provided | Not provided | Not provided
2835 | CIRL | Town of Indialantic | N/A | TI-04 | Street Sweeping | Not provided. | Street Sweeping | Ongoing | Not provided | N/A | 28 | 18.2 | A | N/A | Not provided | Not provided | Not provided | Not provided | N/A | Not provided | Not provided | Not provided
2836 | CIRL | Town of Indialantic | N/A | TI-03 | Drainage Inlet Cleaning | Not provided. | BMP Cleanout | Ongoing | Not provided | N/A | TBD | TBD | A | Not provided | Not provided | Not provided | Not provided | Not provided | N/A | Not provided | Not provided | Not provided
3138 | NIRL | City of Titusville | DEP | TV-13 | Royal Oak Littoral Zone Plantings | Littoral vegetation plantings around an already existing wet detention pond. | BMP Treatment Train | Completed | 2016 | 2016 | N/A | N/A | A | 123.1 | 50000 | 2000 | DEP/ City | DEP - $21,144/ City - $14,721 | G0433 | N/A | 28.582839 | -80.827464
3139 | NIRL | City of Titusville | DEP | TV-12 | Senior Center Ponds Littoral Zone Plantings | Littoral vegetation plantings around an already existing wet detention pond. | BMP Treatment Train | Completed | 2016 | 2016 | N/A | N/A | A | 413.6 | 50000 | 2000 | DEP/ City | DEP - $21,144/ City - $14,721 | G0433 | N/A | 28.603767 | -80.822008
3140 | NIRL | City of Titusville | N/A | TV-11 | Senior Center Pond Floating Islands | Floating islands within a wet detention pond. | Floating Islands/ Managed Aquatic Plant Systems (MAPS) | Completed | 2015 | 2015 | 447.3607 | 58.3591 | A | 624 | 52536 | 43720 | City | City - $52,536 | N/A | N/A | 28.603767 | -80.822008
3141 | NIRL | City of Titusville | Private Development | TV-26 | Miracle City Basin TMDL Improvements | 2nd generation baffle box. | Baffle Boxes- Second Generation | Completed | 2017 | 2018 | 10.9144 | 1.1944 | A | 2.448 | TBD | 4000 | Private Development | N/A | N/A | N/A | 28.586197 | -80.80599
3142 | NIRL | City of Titusville | Brevard County | TV-19 | St. Theresa Basin TMDL Improvements | 2nd generation baffle box with media. | Baffle Boxes- Second Generation with Media | Completed | 2018 | 2019 | 4728.5119 | 761.7081 | A | 314 | 375000 | 4000 | City/ County | City - $102,200/ County - $272,800 | N/A | N/A | 28.58027 | -80.80055
3143 | NIRL | City of Melbourne | DEP/ SOIRL | MEL-17 | Sherwood Stormwater Quality Project | Construction of a new wet detention pond for a subdivision without any treatment. | Wet Detention Pond | Underway | 2016 | 2021 | TBD | TBD | B | 246.1714 | 2168800 | TBD | City/ DEP/ SOIRL | DEP - $400,000/ SOIRL - $392,108 | NS013 | N/A | 28.1755849842337 | -80.6627036800513
3144 | NIRL | City of Melbourne | N/A | MEL-09 | Street Sweeping | Street sweeping in the basin and debris removal. | Street Sweeping | Ongoing | Not provided | N/A | 701 | 378 | B | N/A | 125000 | N/A | City | N/A | N/A | N/A | 28.155484 | -80.659466
2275 | CALO | Lee County | SFWMD/ National Oceanic and Atmospheric Administration (NOAA) | LC-04 | Bob Jane's Preserve | Land purchase and conversion to conservation land use. | Land Use Change | Completed | 2012 | 2012 | 14714.0288 | 495.2679 | Tidal Caloosahatchee; West Caloosahatchee | 1978.9 | 41538620 | 639924 | County/ SFWMD/ NOAA | Not provided | N/A | N/A | 26.754302 | -81.655325
2276 | CALO | Lee County | DEP | LC-39 | North Fort Myers Florida Power and Light (FPL) Feasibility Study | Study to identify areas of high nutrient loads and potential BMPs to improve water quality and reduce flooding. | Study | Completed | 2018 | 2019 | N/A | N/A | Tidal Caloosahatchee | N/A | 200000 | N/A | County/ DEP | DEP - $200,000 | S0894 | N/A | 26.661567 | -81.89268
2277 | CALO | Lee County | City of Fort Myers | LC-41 | Caloosahatchee Tributary Canal Rehabilitation: L-3 | Reshaping canal banks, littoral planting, and possible addition of control structure(s). | Regional Stormwater Treatment | Planned | 2021 | 2021 | 985.4952 | 189.5909 | Tidal Caloosahatchee | TBD | 500000 | TBD | County/ City of Fort Myers/ DEP | DEP - $400,000 | LPA0063 | N/A | 26.57583619 | -81.87584604
2278 | CALO | Lucaya CDD | N/A | LU-01 | Education/ Fertilizer | Education. | Education Efforts | Ongoing | Not provided | N/A | 1.7503 | 0.42032 | Tidal Caloosahatchee | N/A | Not provided | Not provided | Not provided | Not provided | N/A | Not provided | 26.565817 | -81.553234
2279 | CALO | Lucaya CDD | N/A | LU-02 | Education/ Pet Waste | Education. | Education Efforts | Ongoing | Not provided | N/A | 1.7503 | 0.42032 | Tidal Caloosahatchee | N/A | Not provided | Not provided | Not provided | Not provided | N/A | Not provided | 26.565817 | -81.553234
2280 | CALO | FDOT District 1 | N/A | FDOT-08 | Ditch Blocked Swales | Swales with ditch blocks. Facility ID = 12020-3541-01. | Grass Swales with Swale Blocks or Raised Culverts | Completed | 1989 | Prior to 2012 | 179.1308 | TBD | Tidal Caloosahatchee | 55 | Not provided | Not provided | Florida Legislature | Not provided | N/A | N/A | 26.710181 | -81.719172
2281 | CALO | FDOT District 1 | N/A | FDOT-09 | Ditch Blocked Swales | Swales with ditch blocks. | Grass Swales with Swale Blocks or Raised Culverts | Completed | N/A | Prior to 2012 | 318.1438 | TBD | Tidal Caloosahatchee | 55 | Not provided | Not provided | Florida Legislature | Not provided | N/A | N/A | Not provided | Not provided
2282 | CALO | Lee County | N/A | LC-01 | Yellow Fever Creek Preserve | Land purchase and conversion to conservation land use. | Land Use Change | Completed | 2012 | 2012 | 66.0522 | 30.9221 | Tidal Caloosahatchee | 220 | 3323506 | 11703 | County | County - $3,323,506 | N/A | N/A | 26.710315 | -81.933828
2283 | CALO | Lee County | N/A | LC-12 | West Marsh Preserve | Land purchase and conversion to conservation land use. | Land Use Change | Completed | 2012 | 2012 | 148.0028 | 41.3466 | Tidal Caloosahatchee | 218.1 | 4631625 | N/A | County | County - $4,631,625 | N/A | N/A | 26.647427 | -81.705287
2284 | CALO | Lee County | SFWMD | LC-03 | Six Mile Cypress Preserve | Land purchase and conversion to conservation land use. | Land Use Change | Completed | 2012 | 2012 | 1625.8593 | 58.8643 | Tidal Caloosahatchee | 1219 | 71475196 | 149212 | County/ SFWMD | Not provided | N/A | N/A | 26.629000 | -81.815892
2285 | CALO | Lee County | N/A | LC-38 | Deep Lagoon Pollutant Load Reduction Phase 2-Watershed Analysis Report | Basin study to identify pollutant sources and identify further actions to reach reduction goals. | Study | Completed | 2018 | 2018 | N/A | N/A | Tidal Caloosahatchee | N/A | 70000 | N/A | County | N/A | N/A | N/A | 26.519637 | -81.921543
2286 | CALO | Lee County | N/A | LC-05 | Buckingham Trails Preserve | Land purchase and conversion to conservation land use. | Land Use Change | Completed | 2012 | 2012 | 1814.5155 | 68.3573 | Tidal Caloosahatchee | 575.5 | 12584000 | 18708 | County | County - $12,584,000 | N/A | N/A | 26.637291 | -81.739156
2549 | BIRL | City of Cocoa Beach | N/A | CB-06 | Burris Way (alley) Exfiltration | Exfiltration trench providing 1.88 inches of retention. | Exfiltration Trench | Completed | 2010 | 2010 | 10.1763 | 1.3441 | B | 1.0646 | 18695 | 1200 | City | $18,695 | N/A | N/A | 28.318854635 | -80.610979538
2550 | BIRL | City of Cocoa Beach | N/A | CB-07 | Brevard Ave. Exfiltration | Exfiltration trench providing 0.94 inches of retention. | Exfiltration Trench | Completed | 2002 | 2003 | 35.4462 | 4.8858 | B | 5.4063 | 32477 | 300 | City | $32,477 | N/A | N/A | 28.316196219 | -80.611220296
2551 | BIRL | City of Cocoa Beach | N/A | CB-08 | 45 and 50 Danube River Exfiltration | Exfiltration trench providing 0.17 inches of retention. | Exfiltration Trench | Completed | 2003 | 2003 | 10.9642 | 1.6122 | B | 2.7073 | 4876 | 300 | City | $4,876 | N/A | N/A | 28.320722697 | -80.62232252
2575 | BIRL | Cape Canaveral Air Force Station | N/A | CCAFS-01 | Nonuse of Fertilizer/ Fertilizer Ordinance | No fertilizer is used at station. | Education Efforts | Ongoing | Prior to 2013 | N/A | 234.09 | 31.86 | A | N/A | N/A | N/A | USAF | N/A | N/A | N/A | 28.48766 | -80.573324
2576 | BIRL | Brevard County | DEP | BC-32 | Cocoa Beach Canal Dredging | Muck removal of 84,000 cubic yards of material. Brevard County requested reassignment to Cocoa Beach. | Muck Removal/Restoration Dredging | Canceled | 2017 | 2017 | N/A | N/A | B | N/A | 20000000 | N/A | DEP | DEP - $10,000,000 | S0714 | N/A | 28.385883 | -80.671318
2577 | BIRL | Brevard County | N/A | BC-31 | BMP Cleanout | Quarterly baffle box/ sediment trap cleaning. | BMP Cleanout | Ongoing | 2015 | N/A | 0 | 0 | A | N/A | N/A | 52000 | N/A | N/A | N/A | N/A | 28.51274 | -80.61795
2578 | BIRL | Brevard County | N/A | BC-30 | Street Sweeping | Monthly street sweeping. | Street Sweeping | Ongoing | 2015 | N/A | 504 | 322.56 | B | N/A | N/A | 47064 | N/A | N/A | N/A | N/A | 28.30339 | -80.63981
2579 | BIRL | City of Cocoa Beach | DEP | BC-29 | Ocean Boulevard | Upgrading a 1st generation to a 2nd generation baffle box by adding the nutrient separating screen. | Baffle Boxes- Second Generation | Completed | Not provided | 2015 | TBD | TBD | B | 6 | 12507 | 2000 | DEP | DEP - $12,507 | S0648 | Not provided | 28.208583892 | -80.601566766
2580 | BIRL | Brevard County | Not provided | BC-28 | Patrick Air Force Base Golf Course Pond Stormwater Reuse | Conversion of a retention pond into a reuse pond to irrigate the golf course. Listed as PAFB-06. | Stormwater Reuse | Canceled | 2013 | 2016 | TBD | TBD | B | 88.3312 | Not provided | Not provided | Not provided | Not provided | N/A | Not provided | 28.210617 | -80.602919
2581 | BIRL | Brevard County | Not provided | BC-27 | Kelly Park Reuse | Not provided. | Stormwater Reuse | Completed | 2016 | 2017 | TBD | TBD | B | 32.9 | Not provided | Not provided | Not provided | Not provided | N/A | Not provided | 28.399821478 | -80.666019297
2582 | BIRL | Brevard County | SJRWMD | BC-26 | South Patrick Drive Baffle Box | 2nd generation baffle box with denitrification bioreactor. | Baffle Boxes- Second Generation | Completed | 2016 | 2017 | 169.9691 | 20.1927 | B | 73.9 | 320256 | 2100 | SJRWMD/ DEP | SJRWMD - $57,750/ DEP - $136,000 | LP05111 | Not provided | 28.210621854 | -80.60296477
2583 | BIRL | Cape Canaveral Air Force Station | N/A | CCAFS-03 | Dry Detention Ponds after 2000 | Identified 36 ERPs that were not included in the PLSM model that provide treatment. | Dry Detention Pond | Completed | N/A | Prior to 2013 | 119.836 | 16.1117 | A | 477 | N/A | 12000 | USAF | N/A | N/A | N/A | 28.488325 | -80.583518
2584 | CIRL | City of Sebastian | N/A | SEB-22 | Oyster Point Exfiltration Trench | Exfiltration Trench. | Exfiltration Trench | Completed | TBD | 2018 | TBD | TBD | SEB | TBD | TBD | TBD | TBD | TBD | N/A | Not provided | Not provided | Not provided
2585 | CIRL | Indian River County | N/A | IRC-08 | Education Efforts | Fertilizer ordinance, PSAs, website, pamphlets, Illicit Discharge Program, and signs along Indian River Farms WCD canals. | Education Efforts | Ongoing | Not provided | N/A | 16157.7 | 2351.94 | B | N/A | N/A | 52000 | Not provided | Not provided | N/A | Not provided | 27.649543 | -80.434283
2586 | CIRL | City of Vero Beach | N/A | VB-10 | Indian Bay North and South | Not provided. | Baffle Boxes- Second Generation | Completed | Not provided | 2012 | 21.3577 | 2.5561 | B | 20.1 | Not provided | Not provided | COVB | Not provided | N/A | Not provided | 27.630491156 | -80.361489792
2587 | CIRL | City of Vero Beach | N/A | VB-09 | Bay Drive Bridge | Not provided. | Baffle Boxes- Second Generation | Completed | Not provided | 2010 | 3.1514 | 0.36867 | B | 1.9 | Not provided | Not provided | COVB | Not provided | N/A | Not provided | 27.641639687 | -80.362349112
2588 | CIRL | City of Vero Beach | N/A | VB-08 | Bahia Mar Road Outfall | Not provided. | Baffle Boxes- Second Generation | Completed | Not provided | 2012 | 23.4131 | 2.9694 | B | 13.3 | Not provided | Not provided | COVB | Not provided | N/A | Not provided | 27.670741849 | -80.364117179
2589 | CIRL | City of Vero Beach | DEP | VB-07 | Humiston Park Outfall | Not provided. | Exfiltration Trench | Completed | Not provided | 2010 | 329 | 52 | B | 39.8 | 577312.77 | Not provided | COVB/ DEP | COVB - $241,312.77/ DEP - $336,000.00 | G0228 | Not provided | 27.647671675 | -80.355677714
2590 | CIRL | City of Vero Beach | DEP | VB-06 | 18th Street Outfall | Not provided. | Baffle Boxes- Second Generation | Completed | Not provided | 2013 | 254.6264 | 32.0472 | B | 131.1 | 161511.01 | Not provided | COVB/ DEP | COVB - $61,511.01/ DEP - $100,000.00 | G0356 | Not provided | 27.634644394 | -80.386685477
2591 | CIRL | City of Vero Beach | N/A | VB-04 | Education Efforts | FYN, landscape, fertilizer, irrigation, and pet waste ordinances, PSAs, informational pamphlets, website, and IDDE program. | Regulations, Ordinances, and Guidelines | Ongoing | Not provided | N/A | 2925.3 | 422.94 | B | N/A | N/A | N/A | N/A | N/A | N/A | Not provided | 27.646208 | -80.392835
2980 | CIRL | City of Melbourne | SOIRL | MEL-09 | Riverview Park Living Shoreline | Construction of a living shoreline with an oyster breakwater. | Creating/ Enhancing Living Shoreline | Underway | TBD | TBD | TBD | TBD | A | TBD | 440000 | TBD | City/ SOIRL | $108,790 | N/A | Not provided | 28.0717 | -80.5935
2981 | NIRL | Brevard County | SOIRL | BC-046 | Kingsmill-Aurora Phase 2 | Expansion of a Wet Detention Pond and adding Denitrification to pond slope. | Wet Detention Pond | Planned | 2021 | 2022 | 3354.0578 | 915.9812 | B | 1220.4 | 1600000 | 1000 | SOIRL | SOIRL - $367,488 | N/A | TBD | 28.1427614962516 | -80.6778035873237
2982 | NIRL | Brevard County | N/A | BC-047 | Sediment Trap, Grated Inlet Basket, Inlet Weir Cleaning | Annual maintenance, removing captured debris from structures. | BMP Cleanout | Ongoing | 2013 | Prior to 2013 | TBD | TBD | B | N/A | 392105 | 250000 | N/A | N/A | N/A | Not provided | 28.32532 | -80.69247
2983 | NIRL | Brevard County | DEP | BC-043 | Riverview 9856 Indialantic | Upgrading a 1st Generation to a 2nd generation baffle box by adding the nutrient separating screen. | Baffle Boxes- Second Generation | Completed | Not provided | Prior to 2013 | TBD | TBD | B | 5.7 | 15000 | 2140 | DEP | DEP - $275,000 | S0648 | Not provided | 28.1013652817158 | -80.5828682995247
2984 | NIRL | Brevard County | DEP | BC-045 | Oak Ridge Indialantic | Upgrading a 1st Generation to a 2nd generation baffle box by adding the nutrient separating screen. | Baffle Boxes- Second Generation | Completed | Not provided | Prior to 2013 | 219.2554 | 25.8079 | B | 126.5 | 15000 | 2140 | DEP | DEP - $275,000 | S0648 | Not provided | 28.1019106232559 | -80.5758663070259
2985 | NIRL | Brevard County | DEP | BC-044 | Riverview 9864 Indialantic | Upgrading a 1st Generation to a 2nd generation baffle box by adding the nutrient separating screen. | Baffle Boxes- Second Generation | Completed | Not provided | Prior to 2013 | TBD | TBD | B | 98.5 | 15000 | 2140 | DEP | DEP - $275,000 | S0648 | Not provided | 28.1012668999919 | -80.5772017990645
2986 | NIRL | Brevard County | DEP | BC-048 | Merritt Ridge 3A | Alum pond. | Floating Islands/ Managed Aquatic Plant Systems (MAPS) | Completed | Not provided | Prior to 2013 | 3.8187 | 0.56629 | B | 32.1 | 100362 | 41817.5 | DEP/ County | Not provided | G0430 | Not provided | Incompatible Point | Incompatible Point
2114 | SAFE | Alachua County | Adventure Outpost | AC-05 | Interactive Paddling Trips | Implement education by coordinating 5-6 interactive paddling trips on the Santa Fe River with 120 stakeholders to explore actions that affect the health of our springs and groundwater. | Education Efforts | Completed | 2018 | 2019 | N/A | N/A | Alachua County | N/A | 12600 | N/A | County/ Wildlife Foundation of Florida Springs Protection License Plate Grant | County - $6,900/ Wildlife Foundation of Florida Springs Protection License Plate Grant - $5,700 | N/A | Not provided | Not provided | Not provided
2115 | SAFE | Alachua County | DEP/ Gainesville Clean Water Partnership | AC-04 | Fertilizer Social Marketing Campaign | Implement a social marketing campaign designed to reduce fertilizer use and to estimate the resultant load reduction. | Education Efforts | Underway | 2018 | 2021 | TBD | N/A | Alachua County | N/A | 435000 | N/A | Partnership/ DEP | Partnership - $300,000/ DEP - $135,000 | NF033 | Not provided | Not provided | Not provided
2116 | SAFE | Alachua County | DEP | AC-03 | Mill Creek Sink Water Quality Improvement Project - Phase II | See AL-01 for the Phase I project info. Phase II is the acquisition of 240 additional acres surrounding and upstream of Mill Creek Swallet. | Land Acquisition | Canceled | 2017 | 2018 | N/A | N/A | Alachua County | N/A | N/A | N/A | N/A | N/A | N/A | N/A | N/A | N/A
2117 | SAFE | Alachua County | DEP | AC-02 | Hornsby Spring Restoration | Install temporary aerator to improve dissolved oxygen conditions, remove sediment to improve spring flow, and install submerged aquatic vegetation to improve water quality. Reduction estimate to land of 1,260 lb-N/yr. | Hydrologic Restoration | Underway | 2017 | 2021 | 340.2 | N/A | Alachua County | TBD | 443480 | N/A | County/ DEP | County - $20,000/ DEP - $423,480 | TBD | Not provided | Not provided | Not provided
2118 | SAFE | Alachua County | SRWMD | AC-01 | Poe Springs Domestic Sewage Infrastructure Upgrade | Install new waterless restrooms with larger holding tanks adjacent to springshed. Replace OSTDS with enhanced passive nitrogen system using biosorption activated media (BAM). Reduction estimate to land surface of 5,776 lb-N/yr. | Onsite Sewage Treatment and Disposal System (OSTDS) Enhancement | Completed | 2018 | 2020 | 225 | N/A | Alachua County | N/A | 346600 | Not provided | County/ SRWMD | County - $196,600/ SRWMD - $150,000 | N/A | Not provided | Not provided | Not provided
2119 | SAFE | Alachua County | Gainesville Clean Water Partnership | AC-06 | Interactive Stormwater and Wastewater Model | Interactive table top model for teaching children and adults about the difference between storm sewers and sanitary sewers. | Education Efforts | Completed | 2017 | 2018 | N/A | N/A | Alachua County | N/A | 6500 | N/A | Partnership | $6,500 | N/A | Not provided | Not provided | Not provided
2120 | SAFE | Alachua County | N/A | AC-07 | Santa Fe River Springs Submerged Aquatic Vegetation (SAV) Assessment | The goal of this project is to document the current condition of SAV at selected springs (pools and associated spring runs) on the Santa Fe River. | Study | Underway | 2017 | 2022 | N/A | N/A | Alachua County | N/A | 24500 | N/A | County/ Wildlife Foundation of Florida Springs Protection License Plate Grant | $40,000 | N/A | Not provided | Not provided | Not provided
2312 | CALO | FDOT District 1 | N/A | FDOT-19 | Existing Stormwater Wet Ponds | F12060-3533-01. | Wet Detention Pond | Completed | 2002 | Prior to 2012 | 224.8465 | TBD | Tidal Caloosahatchee | 14.0909 | Not provided | Not provided | Florida Legislature | Not provided | N/A | N/A | 26.689441001 | -81.860182259
2313 | CALO | FDOT District 1 | N/A | FDOT-20 | Existing Stormwater Wet Ponds | F12060-3533-02. | Wet Detention Pond | Completed | 2002 | Prior to 2012 | 224.8465 | TBD | Tidal Caloosahatchee | 14.0909 | Not provided | Not provided | Florida Legislature | Not provided | N/A | N/A | 26.695392184 | -81.854999487
2314 | CALO | FDOT District 1 | N/A | FDOT-21 | Existing Stormwater Wet Ponds | F12060-3533-03. | Wet Detention Pond | Completed | 2002 | Prior to 2012 | 224.8465 | TBD | Tidal Caloosahatchee | 14.0909 | Not provided | Not provided | Florida Legislature | Not provided | N/A | N/A | 26.697306872 | -81.849894698
2315 | CALO | FDOT District 1 | N/A | FDOT-22 | State Road (SR) 78 Project | Wet detention pond. FM195705-1, Pond SMF 1A. | Wet Detention Pond | Completed | 2009 | Prior to 2012 | 35.651 | 10.4947 | Tidal Caloosahatchee | 20 | Not provided | Not provided | Florida Legislature | Not provided | N/A | N/A | 26.70133 | -81.84677
2316 | CALO | FDOT District 1 | N/A | FDOT-23 | State Road (SR) 78 Project | Wet detention pond. FM195705-1, Pond SMF 1D. | Wet Detention Pond | Completed | 2009 | Prior to 2012 | 43.8105 | 12.0558 | Tidal Caloosahatchee | 20 | Not provided | Not provided | Florida Legislature | Not provided | N/A | N/A | 26.70386944 | -81.84722222
2317 | CALO | FDOT District 1 | N/A | FDOT-11 | Existing Stormwater Wet Ponds | F12001-3516-01. | Wet Detention Pond | Completed | 1995 | Prior to 2012 | 224.8465 | TBD | Tidal Caloosahatchee | 14.0909 | Not provided | Not provided | Florida Legislature | Not provided | N/A | N/A | 26.671697717 | -81.880446505
2318 | CALO | City of Cape Coral | UF-IFAS | CC-01 | Education Efforts | FYN; landscape, irrigation, pet waste, and fertilizer ordinances; pamphlets, PSAs, website, and Illicit Discharge Program. | Education Efforts | Ongoing | Not provided | N/A | 9299.2143 | 3448.2961 | Tidal Caloosahatchee | N/A | Not provided | 2000 | City | Not provided | N/A | N/A | Not provided | Not provided
2319 | EWCO | City of Bonita Springs | N/A | BS-08 | Street Sweeping | Monthly street sweeping. | Street Sweeping | Ongoing | 2010 | N/A | 161 | 103 | Imperial River | N/A | Not provided | 22000 | City | Not provided | N/A | Not provided | Not provided | Not provided
2996 | NIRL | Brevard County | DEP | BC-072 | Multiple Ditch Outfall Denitrification D5 (replace by individual Basin numbers/names) | Providing base flow/groundwater treatment in open drainage basins. | Biosorption Activated Media (BAM) | Underway | Not provided | 2019 | TBD | TBD | B | TBD | 100000 | Not provided | DEP | DEP - $100,000 | LP0511A | TBD | TBD | TBD
3198 | NIRL | Kennedy Space Center | N/A | KSC-10 | Warehouse/Processing Area - missing from model | Receives treatment from permitted stormwater treatment systems. | Wet Detention Pond | Completed | Not provided | 2014 | 35.5699 | 7.7773 | A | 15.2 | Not provided | Not provided | Not provided | Not provided | N/A | Not provided | 28.5906348629426 | -80.652747271308
3199 | NIRL | Kennedy Space Center | N/A | KSC-09 | Schwartz Road Drainage System - missing from model | Closed system that ultimately drains to the northwest before discharging to an impoundment area adjacent to the lagoon. | Impoundment | Completed | Not provided | 2014 | 1714.0446 | 228.7809 | A | 1614.1 | Not provided | Not provided | Not provided | Not provided | N/A | Not provided | 28.5546187290683 | -80.6871308304508
3200 | NIRL | Kennedy Space Center | N/A | KSC-08 | Launch Pad 39B | This area is a closed basin. | Non-contributing Basin | Completed | Not provided | 2014 | 2587.2776 | 287.3302 | A | 549 | Not provided | Not provided | Not provided | Not provided | N/A | Not provided | 28.6155710729171 | -80.6235694336708
3201 | NIRL | Kennedy Space Center | N/A | KSC-07 | Launch Pad 39A | This area is a closed basin. | Non-contributing Basin | Completed | Not provided | 2014 | 1296.0609 | 164.5454 | A | 456.5 | Not provided | Not provided | Not provided | Not provided | N/A | Not provided | 28.6055000709555 | -80.6135285728067
3202 | NIRL | FDOT District 5 | N/A | FDOT-17 | 70140-3514-02 Pond B | Missing from Model. State Road 3 - Replace Christa McAuliffe Bridge. | BMP Missing from Model | Completed | 2000 | Prior to 2013 | 0.045317 | 0.0072787 | B | 5.9 | Not provided | Not provided | Florida Legislature | Not provided | N/A | N/A | 28.4097137135194 | -80.7043422797127
3203 | NIRL | Kennedy Space Center | N/A | KSC-06 | Shuttle Landing Facility - missing from model | Runoff is captured and treated before discharging to the lagoon. | Wet Detention Pond | Completed | Not provided | Prior to 2013 | 1598.2655 | 341.0494 | A | 617.8 | Not provided | Not provided | Not provided | Not provided | N/A | Not provided | 28.6142887297895 | -80.6941986817185
3204 | NIRL | City of Cocoa | EPA/ SJRWMD | CC-03 | Cocoa Village Park | Subsurface detention storage that is part of a redevelopment project of the Cocoa Village Park and Riverwalk Esplanade areas. | Dry Detention Pond | Completed | 2014 | 2018 | 13.8144 | 1.8293 | B | 13.5 | 330000 | 35000 | City/ SJRWMD | City - $1,250,000/ SJRWMD - $1,250,000 | WM736 | N/A | 28.3542830404074 | -80.7249888675671
2553 | BIRL | City of Cocoa Beach | N/A | CB-16 | 4th St. S Bioretention | Grass swale providing 0.08 inches of retention. | Grass Swales without Swale Blocks or Raised Culverts | Completed | 2008 | 2008 | 0 | 0 | B | 0.70896 | Not provided | 120 | City | Not provided | N/A | N/A | 28.32544126 | -80.608664783
2554 | BIRL | City of Cocoa Beach | N/A | CB-15 | 4th St. N Bioretention | Grass swale providing 0.17 inches of retention. | Grass Swales without Swale Blocks or Raised Culverts | Completed | 2008 | 2008 | 0.17685 | 0.028178 | B | 0.17783 | Not provided | 120 | City | Not provided | N/A | N/A | 28.325721281 | -80.608623488
2555 | BIRL | City of Cocoa Beach | N/A | CB-14 | Osceola E Bioretention | N/A. | Grass Swales without Swale Blocks or Raised Culverts | Completed | 2008 | 2008 | 0.14009 | 0.020874 | Outside Model Boundary | 0.78069 | N/A | N/A | City | N/A | N/A | N/A | 28.362601909 | -80.605139483
2556 | BIRL | City of Cocoa Beach | N/A | CB-13 | Meade Bioretention | Grass swale providing 0.55 inches of retention. | Grass Swales without Swale Blocks or Raised Culverts | Completed | 2008 | 2008 | 0.22818 | 0.030407 | B | 0.07224 | Not provided | 300 | City | Not provided | N/A | N/A | 28.3675624 | -80.6044018
2557 | BIRL | City of Cocoa Beach | N/A | CB-10 | 9th St S & Brevard Ave. Exfiltration | Exfiltration trench providing 2.5 inches of retention. | Exfiltration Trench | Completed | 2003 | 2003 | 1.4027 | 0.20629 | B | 0.15824 | 1600 | 300 | City | $1,600 | N/A | N/A | 28.302951328 | -80.6110637
2558 | BIRL | City of Cocoa Beach | N/A | CB-12 | 125 Cedar Ave. Exfiltration | Exfiltration trench providing 0.22 inches of retention. | Exfiltration Trench | Completed | 2008 | 2008 | 2.5493 | 0.48128 | B | 0.72126 | 1700 | 120 | City | $1,700 | N/A | N/A | 28.320711773 | -80.612667185
2559 | BIRL | Brevard County | DEP | BC-03 | Florida Blvd. Pond | Construction of a 2.3 acre wet detention pond to provide treatment to a residential area in Merritt Island. | Wet Detention Pond | Completed | 2003 | 2013 | 190.7053 | 49.442 | B | 73.6 | 350384 | N/A | DEP | DEP - $350,384 | WM744 | Not provided | 28.390769459 | -80.703548894
2560 | BIRL | City of Cocoa Beach | N/A | CB-04 | Cottage Row Parking Facilities Lot | Exfiltration trench providing 2.8 inches of retention. | Exfiltration Trench | Completed | 2002 | 2004 | 26.2213 | 3.4759 | B | 2.454 | Not provided | 500 | City | Not provided | N/A | N/A | 28.32132389 | -80.60943435
2369 | CALO | City of Fort Myers | Not provided | FM-03 | Winkler Avenue Utility and Streetscape Improvements | Installation of StormceptorsTM. | Hydrodynamic Separators | Completed | Not provided | Prior to 2012 | TBD | TBD | Tidal Caloosahatchee | 117.9 | Not provided | Not provided | Not provided | Not provided | N/A | Not provided | 26.545427 | -81.898644
2370 | CALO | City of Fort Myers | Not provided | FM-04 | Manuel's Branch Siltation Structures | Installation of siltation structure designed to receive incoming flow, reduce its velocity and allow for settling of suspended particles. Called sediment trap (near control structure). | Control Structure | Completed | Not provided | Prior to 2012 | 485.942 | 77.7288 | Tidal Caloosahatchee | 642.7 | Not provided | Not provided | Not provided | Not provided | N/A | Not provided | 26.62706819 | -81.87986865
2371 | CALO | City of Fort Myers | Not provided | FM-05 | Manuel's Branch Control Structures | Series of two weirs constructed along Manuel's Branch between Royal Palm Avenue and Grand Avenue that act as detention structures for purpose of increasing storage and attenuation in canal. | Control Structure | Completed | Not provided | Prior to 2012 | 981.2365 | 310.5847 | Tidal Caloosahatchee | 437.9 | Not provided | Not provided | Not provided | Not provided | N/A | Not provided | 26.62617409 | -81.87024539
2372 | CALO | City of Fort Myers | Not provided | FM-06 | Billy's Creek Wetland | Filter marsh park. | Constructed Wetland Treatment | Completed | Not provided | Prior to 2012 | 1421 | 1211 | Tidal Caloosahatchee | 1631.6 | Not provided | Not provided | Not provided | Not provided | N/A | Not provided | 26.66128544 | -81.82479508
2373 | CALO | City of Fort Myers | Not provided | FM-07 | Brookhill Drive Utility Drainage Improvement | Installation of 2 Nutrient Baffle Boxes in parallel along Brookhill Dr. | Baffle Boxes- Second Generation with Media | Completed | Not provided | 2013 | 36.4086 | 3.684 | Tidal Caloosahatchee | 28 | Not provided | Not provided | Not provided | Not provided | N/A | Not provided | 26.6507609 | -81.84290721
2374 | CALO | City of Fort Myers | Not provided | FM-08 | Street Sweeping | All city roads with curb and gutter divided into four zones and swept at varying frequencies based on pollutant accumulation. | Street Sweeping | Ongoing | Not provided | N/A | 1851.3154 | 1173.8445 | Tidal Caloosahatchee | N/A | Not provided | Not provided | Not provided | Not provided | N/A | Not provided | Not provided | Not provided
2375 | CALO | City of Fort Myers | Not provided | FM-09 | Ford Street Preserve | Constructed wetland treatment system that removes pollutants from Ford Street Canal, which serves 811 acres of highly urbanized watershed. | Constructed Wetland Treatment | Completed | Not provided | 2015 | 7916.4098 | 1411.9777 | Tidal Caloosahatchee | 811 | Not provided | Not provided | Not provided | Not provided | N/A | Not provided | 26.65234132 | -81.84658
2376 | CALO | City of Fort Myers | Not provided | FM-10 | Riverfront Development Phase 1 | Retention pond. | On-line Retention BMPs | Completed | Not provided | 2013 | 37.4029 | 9.9876 | Tidal Caloosahatchee | 15 | Not provided | Not provided | Not provided | Not provided | N/A | Not provided | 26.64589704 | -81.87110337
2385 | CALO | LA-MSID (formerly ECWCD) | Not provided | LA-03 | Weir Elevation Improvements | Replacement of weir structures at increased control elevations to provide additional attenuation. | Control Structure | Completed | Not provided | Prior to 2012 | 8909.0135 | 1391.6861 | Tidal Caloosahatchee; West Caloosahatchee | 32555 | Not provided | Not provided | Not provided | Not provided | N/A | Not provided | Not provided | Not provided
2386 | CALO | FDOT District 1 | N/A | FDOT-01 | Existing Stormwater Dry Ponds | Dry detention pond; Facility ID = 12010-3505-01. | Dry Detention Pond | Completed | 1997 | Prior to 2012 | 30.7881 | TBD | Tidal Caloosahatchee | 2 | Not provided | Not provided | Florida Legislature | Not provided | N/A | N/A | 26.711926245 | -81.901818974
2387 | CALO | LA-MSID (formerly ECWCD) | Not provided | LA-04 | Harn's Marsh Phases I and II | Replacement of weir structures and redirection of flows into filter marsh. | Control Structure | Completed | Not provided | Prior to 2012 | TBD | TBD | Tidal Caloosahatchee | 32555 | Not provided | Not provided | Not provided | Not provided | N/A | Not provided | 26.65282629 | -81.69285684
2388 | CALO | City of Fort Myers | Not provided | FM-11 | Carrell Canal Water Quality Retrofit | Two detention areas, five filter marshes, and golf course renovation. | BMP Treatment Train | Completed | Not provided | 2014 | 639.7753 | 218.3238 | Tidal Caloosahatchee | 848 | Not provided | Not provided | Not provided | Not provided | N/A | Not provided | 26.6109934 | -81.87657736
2389 | BIRL | Brevard County | N/A | BC-14 | Education Efforts | FYN; landscape, irrigation, fertilizer, and pet waste ordinances; public service announcements (PSAs); pamphlets; website; Illicit Discharge Program. | Education Efforts | Ongoing | 2003 | N/A | 3192.3 | 369.06 | B | N/A | Not provided | Not provided | N/A | N/A | N/A | N/A | 28.30339 | -80.63981
2390 | BIRL | City of Satellite Beach | DEP | SB-43 | Desoto Park | Wet detention pond that also features stormwater reuse and biosorption activated media (BAM). | Wet Detention Pond | Completed | 2018 | 2018 | 201.1622 | 172.1985 | B | 293 | 950000 | TBD | City/ DEP | $703,000 | NF011 | N/A | 28.16400808 | -80.60199805
2391 | BIRL | FDOT District 5 | N/A | FDOT-01 | Street Sweeping | Street sweeping. | Street Sweeping | Ongoing | 2013 | N/A | 49 | 31 | A | Not provided | Not provided | Not provided | Florida Legislature | Not provided | N/A | N/A | 28.418783 | -80.621625
2392 | BIRL | FDOT District 5 | N/A | FDOT-02 | Education Efforts | Pamphlets, illicit discharge program. | Education Efforts | Ongoing | 2004 | N/A | 0.35 | 0.04 | A | N/A | Not provided | Not provided | Florida Legislature | Not provided | N/A | N/A | 28.418783 | -80.621625
2393 | BIRL | Brevard County | DEP | BC-10 | Farrington Drive | Upgrading a 1st generation to a 2nd generation baffle box by adding the nutrient separating screen. | Baffle Boxes- Second Generation | Completed | 2008 | 2013 | 13.9047 | 1.6632 | B | 7.8 | 37500 | 1500 | DEP | DEP - $37,500 | G0268 | N/A | 28.391469352 | -80.672522589
2476 | BIRL | City of Cape Canaveral | Brevard County/ SOIRL | CC-32 | Costa del Sol Denitrification Wall | Exfiltration and BAM wall. | BMP Treatment Train | Canceled | 2021 | 2021 | N/A | N/A | N/A | N/A | 18800 | 1000 | City/ County | N/A | N/A | N/A | N/A | N/A
2477 | BIRL | City of Cape Canaveral | Brevard County/ SOIRL | CC-31 | Costa Del Sol Pond | Dry detention swale without blocks or raised culverts and media filter. | Dry Detention Pond | Canceled | 2019 | 2021 | N/A | N/A | N/A | N/A | 58120 | 2500 | City/ County | N/A | N/A | N/A | N/A | N/A
2478 | BIRL | City of Cape Canaveral | Brevard County/ SOIRL | CC-30 | Holman Road Pond | Wet detention pond. | Wet Detention Pond | Canceled | 2021 | 2022 | N/A | N/A | N/A | N/A | 235630 | 2500 | City/ County | N/A | N/A | N/A | N/A | N/A
2479 | BIRL | City of Cape Canaveral | Brevard County/ SOIRL | CC-29 | Center Street Pond | Wet detention pond. | Wet Detention Pond | Canceled | N/A | N/A | N/A | N/A | N/A | N/A | N/A | N/A | N/A | N/A | N/A | N/A | 28.38216969 | -80.603211544
2480 | BIRL | City of Cape Canaveral | Brevard County/ SOIRL | CC-28 | Hitching Post Berm | Berm and associated grass swale without blocks or raised culverts and media filter. | BMP Treatment Train | Canceled | 2018 | 2021 | N/A | N/A | N/A | N/A | 40300 | 1000 | City/ County | N/A | N/A | N/A | N/A | N/A
2481 | BIRL | City of Cape Canaveral | Brevard County/ SOIRL | CC-27 | Justamere Road Swale | Dry detention swale without blocks or raised culverts and media filter. | BMP Treatment Train | Canceled | 2018 | 2021 | N/A | N/A | N/A | N/A | 7800 | 1000 | City/ County | N/A | N/A | N/A | N/A | N/A
2053 | BACH | Escambia County | DEP | Escambia County-071 | Lexington Terrace Stormwater Retrofit | Construction of 4-acre stormwater treatment train system to capture and treat approximately 60 acres of existing residential development; includes concrete vaults, dry retention, wet detention elements, and BMP effectiveness monitoring postconstruction. | FIB- Stormwater | Completed | Not provided | 2013 | N/A | N/A | 846A | 60 | 745000 | Not provided | DEP/ Escambia County | DEP - $415,000/ Escambia County - $330,000 | G0409 | N/A | 30.39849 | -87.26988
2054 | BACH | Escambia County | DEP/ Gulf Power | Escambia County-072 | Maggie’s Ditch Wetland Enhancement Phase I | Expansion of riparian wetlands along 250-foot section of headwaters of northeast arm of Bayou Chico in historical floodplain. | FIB- Stormwater | Completed | Not provided | 2013 | N/A | N/A | 846C | Not provided | 85000 | Not provided | Escambia County/ DEP/ Gulf Power donation | Escambia County - $30,000/ DEP - $45,000/ Gulf Power - $10,000 | G0275 | N/A | 30.41503 | -87.24569
2055 | BACH | Escambia County | State of Florida/ Gulf Power | Escambia County and COP-73 | Maggie’s Ditch Wetland Enhancement Phase II | Expansion of riparian wetlands along 275-foot section of headwater of northeast arm of Bayou Chico in historical floodplain; also includes excavation and disposal of contaminated soils. | FIB- Stormwater | Completed | Not provided | 2013 | N/A | N/A | 846C | Not provided | 175000 | Not provided | Escambia County/ DEP/ NaCo | DEP - $210,000/ Escambia County - $165,000/ NaCo - $40,000 | G0409 | N/A | 30.41474 | -87.24513
2056 | BACH | Escambia County | N/A | Escambia County-074 | “W” Street Sedimentation Basin Repairs | Rehabilitation of failed sediment basin; includes dredging basin and installation of new composite weir. | FIB- Stormwater | Completed | Not provided | 2013 | N/A | N/A | 846C | 1260 | 150000 | Not provided | Escambia County/ DEP | Escambia County - $60,000/ DEP - $90,000 | G0275 | N/A | 30.41527 | -87.25126
2057 | BACH | Escambia County | Pensacola State College/ DEP | Escambia County and Pensacola State College-075 | Southwest Greenway at Pensacola State College Warrington Campus | Construction of 3,000-foot elevated educational boardwalk. | FIB- Stormwater | Completed | Not provided | 2013 | N/A | N/A | 846A | N/A | 465000 | Not provided | Escambia County/ DEP | Escambia County - $190,000/ DEP - $275,000 | G0275 | N/A | 30.39647 | -87.2819
2058 | BACH | Escambia County | N/A | Escambia County-076 | Southwest Greenway 3rd Extension | Construction of 3,000-foot elevated educational boardwalk from Decatur St. west crossing Fairfield Dr.; also includes improvements to 0.5 miles of existing on-grade trail system. | FIB- Stormwater | Completed | Not provided | 2018 | N/A | N/A | 846A | N/A | 349000 | Not provided | Escambia County/ DEP | Escambia County - $151,000/ DEP - $198,000 | G0409 | N/A | 30.39197 | -87.30682
3698 | OKEE | FDOT District 5 | N/A | FDOT5-14 | 239635-A New Bridge State Road 500 at Reedy Creek (Pond 1) | New bridge. | Dry Detention Pond | Completed | Not provided | 2010 | 0.7 | 0.1 | Upper Kissimmee | 4.1 | Not provided | Not provided | Florida Legislature | Not provided | N/A | N/A | 28.2640916376 | -81.5352784829
3699 | OKEE | FDOT District 5 | N/A | FDOT5-15 | 239635-B New Bridge State Road 500 at Reedy Creek (Pond 2) | New bridge. | Wet Detention Pond | Completed | Not provided | 2010 | 3 | 0.3 | Upper Kissimmee | 7.6 | Not provided | Not provided | Florida Legislature | Not provided | N/A | N/A | 28.2650704248 | -81.5311082635
3777 | SILV | SJRWMD | North Caledonia Tailwater | S163 | North Caledonia Tailwater Storage and Recovery, Soil Moisture Sensors, and Telemetry | Tailwater storage and recovery, soil moisture sensors, and telemetry. | Agricultural BMPs | Completed | 2018 | 2019 | 118.4952 | 564 | Silver Springs Basin | 575 | 600047 | Not provided | North Caledonia/ SJRWMD/ DEP | North Calendonia - $150,011/ SJRWMD - $225,018/ DEP - $225,018 | LP42119 | 33135 | 29.675743 | -82.074318
3778 | SILV | SJRWMD | MacKay Farm | S162 | MacKay Farm Precision Irrigation and Fertigation | Precision irrigation and fertigation. | Agricultural BMPs | Completed | 2018 | 2019 | 14.6592 | 52 | Silver Springs Basin | 65 | 49662 | Not provided | Kenneth MacKay/ SJRWMD/ DEP | Kenneth MacKay - $10,144/ SRJWMD - $15,215/ DEP - $15,215 | LP42119 | 34122 | 28.967391 | -81.87186
3779 | SILV | SJRWMD | Lochloosa Farm | S161 | Lochloosa Creek Farms | Soil moisture probes and weather stations. | Agricultural BMPs | Completed | 2019 | 2019 | 6.5661 | 30 | Silver Springs Basin | 20 | 19840 | Not provided | Lochloosa Farm/DEP/ SJRWMD | Lochloosa Farm - $4,960/ SJRWMD - $7,440/ DEP - $7,440 | LP42119 | 33109 | 29.589215 | -82.135961
3780 | SILV | SJRWMD | Brown's Farm | S160 | Brown's Farm Sprayer with GPS Guidance | Sprayer with GPS guidance. | Agricultural BMPs | Completed | 2018 | 2018 | 190.875 | 558 | Silver Springs Basin | 250 | 13450 | Not provided | Island Grove/ SJRWMD | Island Grove - $56,071/ SJRWMD - $152,210 | N/A | 32511 | 29.677406 | -82.118293
2486 | BIRL | City of Cape Canaveral | Brevard County/ SOIRL | CC-22 | Cocoa Palms LID | Exfiltration and BAM wall. | BMP Treatment Train | Canceled | 2018 | 2021 | N/A | N/A | N/A | N/A | 85000 | 1000 | City/ County | N/A | N/A | N/A | N/A | N/A
2487 | BIRL | City of Cape Canaveral | N/A | CC-09 | Shorewood Drainage Subbasin | Basin with no stormwater discharge. | 100% On-site Retention | Completed | Prior to 2013 | Prior to 2013 | 314.5991 | 45.1548 | B | 42.6905 | N/A | 0 | Private Developer | N/A | N/A | N/A | 28.4034435 | -80.6015956
2488 | BIRL | City of Cocoa Beach | N/A | CB-37 | Street Sweeping | Approximately 40,000kg debris collected annually. | Street Sweeping | Ongoing | 2000 | N/A | 84 | 54 | B | N/A | 41405 | 41405 | City | $41,405 | N/A | N/A | 28.31578657 | -80.63326176
2059 | BACH | FDOT District 3 | N/A | FDOT-068 | FDOT Drainage Connection Program | Program to regulate and prescribe conditions for transfer of stormwater to FDOT's rights-of-way. | FIB- Stormwater | Ongoing | Not provided | N/A | N/A | N/A | Basinwide | N/A | Not provided | Not provided | Florida Legislature | Not provided | Not provided | Not provided | Not provided | Not provided
2125 | SAFE | Columbia County | DEP | CC-02 | Ichetucknee Trace - Clay Hole Creek/ Alligator Lake Aquifer Recharge and Stormwater Mitigation | Construct swales, canals, and stormwater canal structures to direct water to Alligator Lake to provide erosion control and water quality treatment before water enters aquifer. Reduction estimate of load to land surface of 30,000 lb-N/yr. | Regional Stormwater Treatment | Underway | 2016 | 2020 | 8100 | N/A | Columbia County | Not provided | 2560000 | Not provided | County/ DEP | County - $300,000/ DEP - $2,260,000 | LP6103A | Not provided | Not provided | Not provided
2126 | SAFE | City of High Springs | TBD | HS-06 | WWTF Upgrade | WWTF upgrades to meet AWT standards. Effluent will be further treated with a constructed infiltrative/treatment wetland. | WWTF Upgrade | Underway | TBD | 2020 | TBD | N/A | Alachua County | 10 | 4960240 | 108000 | City/ SRWMD | TBD | N/A | Not provided | 29.7925 | -82.61222
2127 | SAFE | Columbia County | DEP | CC-04 | Dream Inn Motel WWTP Closure | Remove the noncompliant WWTP that serves the motel and connect to the county's sewer system. This also includes relocating, upgrading, and enlarging the county WWTF to handle flow. Estimated load reduction to land surface of 1,000 lb-N/yr. | WWTF Upgrade | Completed | 2017 | 2018 | 360 | N/A | Columbia County | N/A | 354737 | N/A | County/ SRWMD | County - $210,437/ SRWMD - $144,300 | N/A | Not provided | Not provided | Not provided
2128 | SAFE | Management Strategies | TBD | LG-01 | Public Education | Adopted fertilizer ordinance. | Education Efforts | Planned | TBD | TBD | 3469.9459 | N/A | Basinwide | TBD | TBD | N/A | TBD | TBD | TBD | Not provided | N/A | N/A
2223 | HAMO | FDOT District 5 | N/A | FDOT-34 | Noncontributing Area in DeBary | Noncontributing area in DeBary. | Non-contributing Basin | Completed | N/A | Prior to 2012 | 194.9 | 27.9 | N/A | 39.2 | Not provided | Not provided | Florida Legislature | Not provided | N/A | N/A | Not provided | Not provided
3449 | STLU | North St. Lucie River WCD | St. Lucie County/ FDOT | NSLRWCD-03 | Canals 23 and 28 Retrofit for Stormwater Treatment and Attenuation | Construction of ponds and installation of WCS for area retrofit. Inclusion of WMD canals into pond footprints. | Control Structure | Completed | Not provided | 2009 | 21.6 | 0 | Primary BMAP Area | 44 | Not provided | Not provided | FDOT/ St. Lucie County/ NSLRWCD | Not provided | N/A | Not provided | 27.354895506 | -80.325861609
3450 | STLU | North St. Lucie River WCD | N/A | NSLRWCD-04 | Canal Maintenance Program | Maintenance program on over 200 miles of canal, now included in NSLRWCD water quality activities. | Aquatic Vegetation Harvesting | Canceled | Not provided | 2013 | N/A | N/A | Primary BMAP Area | 66225 | 4200000 | Not provided | NSLRWCD | Not provided | N/A | Not provided | Not provided | Not provided
3147 | NIRL | City of Melbourne | DEP | MEL-12 | South Croton Baffle Box | Dry retention and baffle box. | BMP Treatment Train | Completed | 2016 | 2017 | 1147.5688 | 149.8139 | B | 14.8 | 438566.4 | 4500 | City/ DEP | $191,100 | LP05092 | N/A | 28.1197321226282 | -80.6550285635007
3148 | NIRL | City of Melbourne | DEP | MEL-13 | Bell Street Baffle Box | Construction of a new baffle box. This project was bid with the Garfield North (MEL-15) and Garfield South (MEL-16) baffle boxes. Funding showing in this line item includes cost all three projects (MEL-13, MEL-15 and MEL-16). | Baffle Boxes- Second Generation with Media | Completed | 2016 | 2017 | 994.6079 | 171.8716 | B | 127.2 | 864506.46 | 4500 | City/ DEP | DEP - $415,228 | LP05093 | N/A | 28.1190836152988 | -80.6502721321051
3149 | NIRL | City of Melbourne | N/A | MEL-14 | Paradise Baffle Box | Retrofit existing baffle box to upgrade to second generation. | Baffle Boxes- Second Generation with Media | Completed | 2016 | 2016 | TBD | TBD | B | 125.6 | 19000 | 4500 | City | City - $19,000 | N/A | N/A | 28.12111 | -80.5875
3150 | NIRL | City of Melbourne | N/A | MEL-24 | South Sarno Drainage Improvements | Retrofit existing ditch system to include dry detention shelves. | Dry Detention Pond | Completed | 2017 | 2015 | 1238.7457 | 173.3101 | B | 1475 | 2227000 | Not provided | City | City - $2,227,000 | N/A | N/A | 28.11389 | -80.63667
3151 | NIRL | City of Melbourne | DEP | MEL-16 | Garfield South Baffle Box | Construction of a new baffle box. | Baffle Boxes- Second Generation with Media | Completed | 2016 | 2017 | 92.0878 | 14.6722 | B | 11.8 | N/A | 4500 | City/ DEP | N/A | LP05093 | N/A | 28.1230907475358 | -80.6496455631695
3152 | NIRL | City of Melbourne | N/A | MEL-06 | Garfield Street Ponds - Lot 12 (North) | Two small dry detention ponds within an existing subdivision (with MEL-7). | Dry Detention Pond | Canceled | N/A | N/A | N/A | N/A | B | N/A | N/A | N/A | N/A | N/A | N/A | N/A | N/A | N/A
3153 | NIRL | City of Melbourne | SJRWMD | MEL-18 | Croton Road (Lime) Baffle Box | Installation of baffle box. | Baffle Boxes- Second Generation with Media | Completed | 2016 | 2016 | 98.055 | 16.8765 | B | 70 | 260660 | 4500 | City/ SJRWMD | $72,752 | Not provided | N/A | 28.1303537025119 | -80.6565617170867
3154 | NIRL | City of Melbourne | N/A | MEL-19 | Young Street Existing Baffle Box Upgrade | Upgrade existing 1st generation baffle boxes to 2nd generation baffle boxes with BAM. | Baffle Boxes- Second Generation with Media | Completed | 2016 | 2016 | TBD | TBD | B | 7.04 | 20000 | 4500 | City | City - $20,000 | N/A | N/A | 28.12639 | -80.6275
3155 | NIRL | City of Melbourne | SOIRL | MEL-20 | Thrush Drive Baffle Box (BC-87) | Baffle Box - 2nd generation with media filter. | Baffle Boxes- Second Generation with Media | Underway | 2020 | 2021 | TBD | TBD | B | 422 | 450000 | TBD | City/ SOIRL | $322,200 | N/A | N/A | 28.1561 | -80.6504
3156 | NIRL | City of Melbourne | SOIRL | MEL-21 | Cliff Creek Baffle Box (BC-86) | Baffle Box - 2nd generation with media filter. | Baffle Boxes- Second Generation with Media | Underway | 2016 | 2020 | TBD | TBD | B | 515 | 737611.9 | 4500 | City/ SOIRL | $347,781 | N/A | N/A | 28.1444 | -80.6349
3157 | NIRL | City of Melbourne | SOIRL | MEL-22 | Riverside Drive Septic to Sewer Conversion | Providing for 12 lots to be converted to municipal sewer. | Wastewater Service Area Expansion | Underway | 2016 | TBD | TBD | TBD | B | TBD | 215000 | Not provided | City/ SOIRL | $265,960 | N/A | N/A | 28.1691 | -80.6451
3158 | NIRL | City of Rockledge | Not provided | ROCK-15 | Community Park of Rockledge Regional Facility Phase 1 | "Wet detention" means the collection and temporary storage of stormwater in a permanently wet impoundment in such a manner as to provide for treatment through physical, chemical, and biological processes with subsequent gradual release of the stormwater. | Wet Detention Pond | Completed | Not provided | 2004 | 13.5089 | 1.6891 | B | 25.6 | 50000 | 23974 | Not provided | Not provided | N/A | Not provided | 28.3063587940788 | -80.7141055742677
3159 | NIRL | City of Melbourne | DEP | MEL-15 | Garfield North Baffle Box | Construction of a new baffle box. | Baffle Boxes- Second Generation with Media | Completed | 2016 | 2017 | 501.2342 | 80.2904 | B | 67 | N/A | 4500 | City/ DEP | N/A | LP05093 | N/A | 28.1247575465803 | -80.6275
3160 | NIRL | City of Cocoa | SOIRL | CC-20 | U.S. 1 and Forrest Ave. Stormwater Treatment Facility | Develop a dry detention stormwater facility adjacent to U.S. 1. | Dry Detention Pond | Underway | 2018 | 2021 | 3.2446 | 0.72233 | B | 16.39 | 1220000 | 5000 | City/ SOIRL | City - $1,208,495/ SOIRL - $11,505 | N/A | N/A | 28.36917 | -80.73444
3161 | NIRL | City of Rockledge | Not provided | ROCK-26 | Breeze Swept Septic Phase-out | Estimates will be calculated using the latest version of ArcNLET for the septic tank phase out. | Wastewater Service Area Expansion | Completed | Not provided | 2017 | 3117 | N/A | B | 39.6 | 3700000 | 20000 | DEP/ SJRWMD/ SOIRL | $2,580,000 | N/A | Not provided | 28.325554 | -80.715402
3162 | NIRL | City of Cocoa | Rockledge/ SOIRL | CC-04 | Morris Pond | Joint project with the City of Rockledge to accommodate previously untreated runoff. | Wet Detention Pond | Completed | 2009 | 2010 | 59.6003 | 16.4524 | B | 16.2 | 247480 | N/A | City of Rockledge | N/A | N/A | N/A | 28.3499519225776 | -80.727630279036
3163 | NIRL | City of Cocoa | N/A | CC-14 | Control Gate | Flood control gate installed at Bracco pond outfall. | Control Structure | Completed | 2015 | 2016 | N/A | N/A | B | N/A | 28587 | N/A | City | City - $50,000 | N/A | N/A | 28.435 | -80.73806
3164 | NIRL | City of Cocoa | SCTPO/ FDOT | CC-15 | Florida Avenue Improvements | Infiltration through pervious pavers and then ultimately to the AT&T pond. | BMP Treatment Train | Completed | 2016 | 2017 | TBD | TBD | B | 6.9 | 3344222 | 1500 | City/ FDOT | City - $2,587,000/ FDOT - $913,000 | N/A | N/A | 28.353298 | -80.727723
2675 | BIRL | City of Satellite Beach | DEP | SB-13 | Cassia Phase 1-22 | Type 2 baffle box. | Baffle Boxes- Second Generation | Completed | 2012 | 2013 | 59.4464 | 7.3335 | B | 32.5 | 1796800 | TBD | DEP | DEP - $1,796,800 | G0162 | N/A | 28.170597247 | -80.595116283
2676 | BIRL | City of Satellite Beach | DEP | SB-12 | Desoto Baffle Boxes | Type 2 baffle box. | Baffle Boxes- Second Generation | Completed | 2011 | 2013 | 104.751 | 12.5383 | B | 57.8 | N/A | 10000 | DEP | TBD | G0081 | N/A | 28.167189751 | -80.600533295
2677 | BIRL | City of Satellite Beach | DEP | SB-11 | Desoto Exfiltration | Baffle boxes located near the stormwater park and residential finger canal. | Exfiltration Trench | Completed | 2011 | 2013 | 16.0613 | 2.3605 | B | 3.5 | 1143461 | TBD | DEP | TBD | G0082 | N/A | 28.164811499 | -80.599927117
2678 | BIRL | City of Satellite Beach | DEP | SB-10 | Jamaica Pond Reuse | Reuse. | Stormwater Reuse | Completed | 2011 | 2013 | 163.0721 | 23.8158 | B | 216.2 | N/A | TBD | DEP | TBD | WM840 | N/A | 28.16505438 | -80.594565843
2679 | CIRL | Fellsmere WCD | Fellsmere Joint Venture (FJV)/ SJRWMD | FWCD-10 | Water Dispersion Project | Construction of berms and two pump stations to remove water from outfall canals and store on land. | Dispersed Water Management (DWM) | Planned | TBD | TBD | TBD | TBD | SEB | TBD | TBD | TBD | SJRWMD | TBD | N/A | Not provided | Incompatible Point | Incompatible Point
2680 | CIRL | FDOT District 4 | N/A | FDOT4-36 | FM# 230338-4 | Indrio Rd. widening - I-95 to SR-607. | BMP Treatment Train | Completed | 2016 | 2019 | 0 | 0 | SIRL | N/A | N/A | N/A | N/A | N/A | N/A | Not provided | 27.521516 | -80.434487
2714 | CIRL | FDOT District 5 | N/A | FDOTD5-15 | Fertilizer Cessation | Elimination of fertilizer application in rights-of-way. | Fertilizer Cessation | Completed | 2013 | 2005 | 1586 | 0 | A | 101.47 | Not provided | Not provided | Florida Legislature | Not provided | N/A | Not provided | 28.0202788 | -80.6114721
2715 | CIRL | FDOT District 5 | N/A | FDOTD5-14 | Education Efforts | Pamphlets, Illicit Discharge Program. | Education Efforts | Ongoing | 2004 | N/A | 97.44 | 13 | A | N/A | Not provided | Not provided | Florida Legislature | Not provided | N/A | Not provided | 28.0202788 | -80.6114721
2716 | CIRL | FDOT District 5 | N/A | FDOTD5-13 | D5_409034-01 | French drains. | 100% On-site Retention | Completed | 2010 | 2005 | 4.3642 | 0.57527 | A | 0.4 | Not provided | Not provided | Florida Legislature | Not provided | N/A | Not provided | 28.091362 | -80.567433
2717 | CIRL | FDOT District 4 | N/A | FDOT4-26 | FM# 413047-1 | Widening SR 9 from Indrio Rd to Indian River County. | Grass swales without swale blocks or raised culverts | Completed | 2011 | 2013 | 151.2724 | 20.1661 | SIRL | 33.1756 | Not provided | Not provided | Florida Legislature | Not provided | N/A | Not provided | 27.534957003 | -80.461781502
2718 | CIRL | Indian River County | N/A | IRC-14 | South Relief Canal Mechanical Vegetation/Debris Removal | Removal of aquatic vegetation containing nitrogen and phosphorus that otherwise, would enter IRL and die, releasing nutrients into the lagoon. | Aquatic Vegetation Harvesting | Planned | Not provided | TBD | TBD | TBD | B | 7154.841 | 1000000 | 50000 | County/ Grants | Not provided | N/A | Not provided | 27.590002535 | -80.458633523
2719 | CIRL | City of West Melbourne | N/A | WM-21 | Street Sweeping | Not provided. | Street Sweeping | Ongoing | Not provided | N/A | 316 | 216 | A | N/A | Not provided | Not provided | Not provided | Not provided | N/A | Not provided | 28.068813 | -80.674808
2720 | CIRL | FDOT District 4 | N/A | FDOT4-28 | FM# 230108-1 (Pond 4) | SR 68 from SR 9 to east of CR-607A: widening and new lane construction (60% credit, remaining 40% to SLE). | Wet Detention Pond | Completed | 2002 | 2013 | Not provided | Not provided | SIRL | 4.96 | Not provided | Not provided | Florida Legislature | Not provided | N/A | Not provided | Incompatible Point | Incompatible Point
2721 | CIRL | FDOT District 4 | N/A | FDOT4-05 | FM# 228583-5 (Pond 1) | Widening SR 5 from just south of Oslo Road to South Relief Canal. | Wet Detention Pond | Completed | 2008 | 2010 | 0.85741 | 0.23233 | B | 22.4197 | Not provided | Not provided | Florida Legislature | Not provided | N/A | Not provided | 27.590554598 | -80.378822073
3663 | OKEE | Coordinating Agency | N/A | CA-04 | Lakeside Ranch Phase II | Phase II Includes southern STA and pump station (S-191), also known as Phase III in 2018 Ops Plan, to manage rim canal levels during high flow and potentially recirculate lake water back to STA for further TP removal. | Stormwater Treatment Areas (STAs) | Underway | 2016 | 2021 | TBD | 17416.5 | Taylor Creek/ Nubbin Slough | 788 | 82761121.66 | TBD | SFWMD/ Florida Legislature | SFWMD - $13,314,994/ FL Legislature - $69,446,128 | N/A | N/A | 27.1192409244 | -80.661246769
3664 | OKEE | FDACS | SFWMD | FDACS-01 | Lemkin Creek | HWTT is a combination of wetland and chemical treatment technologies designed mainly to remove phosphorus at the subbasin and parcel scales. | Hybrid wetland treatment technology (HWTT) | Completed | Not provided | 2009 | 806.4 | 489.8 | Taylor Creek/ Nubbin Slough | 1522 | 635970 | 253910 | FDACS | N/A | N/A | N/A | 27.2237308244 | -80.8636775955
3665 | OKEE | Coordinating Agency | N/A | CA-06 | Legislative Cost-Share Appropriation Program (Dairy Projects) | There are no Legislative Cost-Share Appropriation Program Dairy Projects to date in Fisheating Creek. | Agricultural BMPs | Planned | N/A | N/A | N/A | N/A | Fisheating Creek | N/A | N/A | N/A | N/A | N/A | N/A | N/A | TBD | TBD
3666 | OKEE | Coordinating Agency | N/A | CA-07 | Legislative Cost-Share Appropriation Program (Dairy Projects) | There are no Legislative Cost-Share Appropriation Program Dairy Projects to date in Indian Prairie. | Agricultural BMPs | Planned | N/A | N/A | N/A | N/A | Indian Prairie | N/A | N/A | N/A | N/A | N/A | N/A | N/A | TBD | TBD
3667 | OKEE | Coordinating Agency | N/A | CA-08 | Legislative Cost-Share Appropriation Program (Dairy Projects) | FDACS conducted several rounds of solicitations for dairy project proposals. In fall 2014, one project was funded in Lake Istokpoga. | Agricultural BMPs | Completed | 2014 | 2015 | TBD | TBD | Lake Istokpoga | TBD | 472685 | TBD | FDACS | $470,345 | N/A | N/A | TBD | TBD
3668 | OKEE | Coordinating Agency | N/A | CA-09 | Legislative Cost-Share Appropriation Program (Dairy Projects) | FDACS conducted several rounds of solicitations for dairy project proposals. Within Lower Kissimmee one project was funded in fall 2017 and a second project was funded in fall 2018. | Agricultural BMPs | Underway | 2017 | 2021 | TBD | TBD | Lower Kissimmee | TBD | 919416 | TBD | FDACS | $5,292,340 | N/A | N/A | TBD | TBD
2751 | CIRL | FDOT District 4 | N/A | FDOT4-15 | FM# 230132-1 (system 5) | Widening SR 615 between Avenue Q and Industrial Ave Three and constructing new roadway between Industrial Ave Three to SR 5 (system 5). | Wet Detention Pond | Completed | 1998 | 2001 | 24.2002 | 8.0576 | SIRL | 10.9673 | Not provided | Not provided | Florida Legislature | Not provided | N/A | Not provided | 27.487804 | -80.350014
2752 | CIRL | FDOT District 4 | N/A | FDOT4-14 | FM# 230132-1 (system 4) | Widening SR 615 between Avenue Q and Industrial Ave Three and constructing new roadway between Industrial Ave Three to SR 5 (system 4). | Dry Detention Pond | Completed | 1998 | 2001 | 10.4245 | 1.3272 | SIRL | 12.6364 | Not provided | Not provided | Florida Legislature | Not provided | N/A | Not provided | 27.479867 | -80.349977
2753 | CIRL | FDOT District 4 | N/A | FDOT4-13 | FM# 230132-1 (system 3) | Widening SR 615 between Avenue Q and Industrial Ave Three and constructing new roadway between Industrial Ave Three to SR 5 (system 3). | Dry Detention Pond | Completed | 1998 | 2001 | 5.0547 | 0.71374 | SIRL | 5.5422 | Not provided | Not provided | Florida Legislature | Not provided | N/A | Not provided | 27.47498 | -80.349593
2754 | CIRL | FDOT District 4 | N/A | FDOT4-12 | FM# 230132-1 (system 2) | Widening SR 615 between Avenue Q and Industrial Ave Three and constructing new roadway between Industrial Ave Three to SR 5 (system 2). | Dry Detention Pond | Completed | 1998 | 2001 | 25.8 | 4.16 | SIRL | 24.6941 | Not provided | Not provided | Florida Legislature | Not provided | N/A | Not provided | 27.471215 | -80.348809
2755 | CIRL | FDOT District 4 | N/A | FDOT4-11 | FM# 230132-1 (system 1) | Widening SR 615 between Avenue Q and Industrial Ave Three and constructing new roadway between Industrial Ave Three to SR 5 (system 1). | Dry Detention Pond | Completed | 1998 | 2001 | TBD | TBD | SIRL | TBD | Not provided | Not provided | Florida Legislature | Not provided | N/A | Not provided | Incompatible Point | Incompatible Point
2756 | CIRL | FDOT District 4 | N/A | FDOT4-10 | Fertilizer Cessation | No longer applying routine fertilizer. | Fertilizer Cessation | Completed | Not provided | 2014 | 7178.58 | 1794.74 | B | N/A | Not provided | Not provided | Florida Legislature | Not provided | N/A | Not provided | 27.649001 | -80.437805
2757 | CIRL | FDOT District 4 | N/A | FDOT4-09 | Education Efforts | Pamphlets and Illicit Discharge Program. | Education Efforts | Ongoing | Not provided | N/A | 36.0506 | 4.8488 | B | N/A | N/A | N/A | Florida Legislature | N/A | N/A | Not provided | 27.649001 | -80.437805
2758 | CIRL | FDOT District 4 | N/A | FDOT4-19 | FM#: 230873-1 (27th Avenue Reconstruction) | 27th Avenue reconstruction. | 100% On-site Retention | Completed | 2001 | 2014 | 61.0946 | 8.9378 | B | 10.445 | Not provided | Not provided | Florida Legislature | Not provided | N/A | Not provided | 27.643251543 | -80.415243103
2759 | CIRL | Turnpike Enterprise | N/A | T-01 | Street Sweeping | Street sweeping along MP 158-160. | Street Sweeping | Ongoing | 2013 | N/A | 31 | 20 | B | N/A | N/A | N/A | N/A | N/A | N/A | N/A | 27.481181 | -80.454572
3012 | NIRL | Brevard County | DEP | BC-057 | Fiske | Upgrading a 1st Generation to a 2nd generation baffle box by adding the nutrient separating screen. | Baffle Boxes- Second Generation | Completed | Not provided | 2014 | 138.0553 | 16.1523 | B | 126.2 | 12507 | 2140 | DEP | DEP - $275,000 | S0648 | Not provided | 28.3165803880435 | -80.7246078029694
3013 | NIRL | Brevard County | DEP | BC-055 | 651 Franklyn | Upgrading a 1st Generation to a 2nd generation baffle box by adding the nutrient separating screen. | Baffle Boxes- Second Generation | Completed | Not provided | 2013 | 24.9636 | 2.9855 | B | 13.7 | 12507 | 2140 | DEP | DEP - $275,000 | S0648 | Not provided | 28.0990862589316 | -80.5824334401226
3014 | NIRL | Brevard County | Not provided | BC-053 | Florida Boulevard Pond | Construction of a wet detention pond. | Wet Detention Pond | Completed | Not provided | 2002 | 175.6096 | 29.9647 | B | 88.4 | 350384 | Not provided | Not provided | Not provided | N/A | Not provided | 28.3897981636262 | -80.7053651710951
3480 | ALAF | Mosaic | N/A | TBEP-0845 | Mosaic Riverview, Improved Drainage in Phosphoric Acid Production Areas | Water quality improvement through better operations management. Canceled. Project outside TMDL POR in WBID 1621G. | FIB- Stormwater | Canceled | Not provided | N/A | N/A | N/A | 1621G | N/A | Not provided | Not provided | Not provided | Not provided | Not provided | Not provided | 27.863575 | -82.385047
3481 | ALAF | Tampa Bay Water | N/A | TBEP-0868 | Alafia River Water Quality Protection Plan (WQPP) | Alafia River WQPP. | FIB- Stormwater | Completed | Not provided | 2017 | N/A | N/A | Alafia River Basin | N/A | Not provided | Not provided | Not provided | Not provided | Not provided | Not provided | Not provided | Not provided
3482 | ALAF | DEP | N/A | TBEP-0411 | Alafia River Task Force (ARTF) | In May 1992, DEP convened ARTF to make recommendations for point and nonpoint source nutrient and pollutant load reductions and proactive river text missing. | FIB- Stormwater | Completed | Not provided | Prior to 2014 | N/A | N/A | Alafia River Basin | N/A | Not provided | N/A | Not provided | Not provided | Not provided | Not provided | 27.867147449 | -82.357802849
3483 | ALAF | Tampa Bay Water | N/A | TBEP-0867 | Source Water Protection – Land Use and Development Review Program | Source water protection – Land Use and Development Review Program. | FIB- Stormwater | Ongoing | Not provided | N/A | N/A | N/A | Alafia River Basin | N/A | Not provided | Not provided | Not provided | Not provided | Not provided | Not provided | Not provided | Not provided
3484 | ALAF | Mosaic | N/A | TBEP-0844 | Mosaic Riverview, Enhanced Housekeeping and Street Sweeping | Water quality improvement through better operations management. | FIB- Stormwater | Ongoing | Not provided | N/A | N/A | N/A | Alafia River Basin | N/A | Not provided | Not provided | Not provided | Not provided | Not provided | Not provided | 27.863575 | -82.385047
3485 | ALAF | Mosaic | N/A | TBEP-0843 | Mosaic Riverview, Modifications to Outfall Automation and Monitoring | Installation of complex automated system at facility's main stormwater outfall (005), including redundant pH meters interlocked to shut down discharge in event of excursions or elevated nutrient loads. Canceled. Project outside TMDL POR in WBID 1621G. | FIB- Stormwater | Canceled | Not provided | N/A | N/A | N/A | 1621G | N/A | Not provided | Not provided | Not provided | Not provided | Not provided | Not provided | 27.863575 | -82.385047
3486 | ALAF | Hillsborough County | N/A | HC-0002 | Fertilizer Ordinance | Ongoing and future source reduction. | FIB- Stormwater | Ongoing | Not provided | N/A | N/A | N/A | Alafia River Basin | N/A | Not provided | Not provided | Not provided | Not provided | Not provided | Not provided | Not provided | Not provided
3487 | ALAF | Hillsborough County | N/A | HC-0001 | Walk the Waterbody | Walk the Waterbody exercise for Turkey Creek to identify potential issues in watershed. | FIB- Source Identification Activities | Completed | 2012 | 2012 | N/A | N/A | Alafia River Basin | N/A | Not provided | N/A | Not provided | Not provided | Not provided | Not provided | 27.937896 | -82.193975
3812 | WAKU | Leon County | N/A | LC-032 | Fred George Basin Wetland Rehydration | Wetland rehydration through grade restoration and construction of trash racks at the inflow points are planned to improve water quality prior to runoff entering the Fred George Sink. | Wetland Restoration | Underway | 2016 | 2021 | N/A | N/A | Inside Springshed | 2668 | 1000000 | N/A | N/A | N/A | N/A | Not provided | 30.499768 | -84.35792
3813 | WAKU | Leon County | Florida Communities Trust | LC-031 | Fred George Basin Acquisition | Acquisition of 166 acres which includes Fred George Sink for preservation/ protection of the sink. | Land Acquisition | Completed | 2009 | Prior to 2013 | N/A | N/A | Inside Springshed | N/A | 2600000 | N/A | N/A | N/A | N/A | Not provided | 30.496366 | -84.356805
3814 | WAKU | Leon County | N/A | LC-026 | Aquifer Wellhead Protection Ordinance (Number 07-20) | Includes Aquifer Protection Program. | Regulations, Ordinances, and Guidelines | Ongoing | 2007 | N/A | TBD | N/A | PFA1 | N/A | N/A | N/A | Leon County | N/A | N/A | Not provided | 30.471396 | -84.265821
3815 | WAKU | Wakulla County | N/A | WC-002 | Otter Creek WWTP Upgrade and Capacity Expansion | Proposed upgrades and expansion to include contributing systems within PFA2 to the WWTF for improved treatment. | WWTF Nutrient Reduction | Underway | 2016 | 2021 | TBD | N/A | PFA2 | Not provided | 7644346 | N/A | USDA Rural Development Loan/ Grant | N/A | N/A | Not provided | 30.167384 | -84.361509
3816 | WAKU | Wakulla Springs State Park | N/A | WP-001 | Learning in Florida's Environment | Annual environmental education program. | Education Efforts | Ongoing | 2005 | N/A | 0 | N/A | PFA1 | N/A | N/A | N/A | N/A | N/A | N/A | Not provided | 30.2335 | -84.3052
3817 | SILV | Lake County Public Works | N/A | S084 | Landscaper BMP Training | Landscape BMP education. | Education Efforts | Completed | 2010 | 2020 | N/A | N/A | Silver Springs Basin | N/A | 1276 | N/A | Lake County | Not provided | N/A | Not provided | Not provided | Not provided
3525 | OKEE | FDACS | Agricultural Producers | FDACS-12 | BMP Implementation and Verification | Enrollment and verification of BMPs by agricultural producers - Upper Kissimmee. Reductions based on WAM model. Acres treated based on FDACS OAWP December 2020 Enrollment and FSAID VII. | Agricultural BMPs | Ongoing | N/A | N/A | 90593 | 7106 | Upper Kissimmee | 196779.6696 | N/A | N/A | FDACS | TBD | N/A | N/A | Not provided | Not provided
3526 | OKEE | City of Avon Park | N/A | AP-01 | Avon Park Street Sweeping | Street sweeping. | Street Sweeping | Canceled | N/A | N/A | N/A | N/A | Lake Istokpoga | N/A | N/A | N/A | City of Avon Park | N/A | N/A | N/A | N/A | N/A
3527 | OKEE | Osceola County | HOA | OSC-31 | Lake Pointe | Stormwater reuse for landscape irrigation from pond. | Stormwater Reuse | Completed | Not provided | Prior to 2014 | 280.8 | 41.4 | Upper Kissimmee | 12.4 | Not provided | Not provided | HOA | Not provided | N/A | N/A | 28.3213865385 | -81.2454331746
3528 | OKEE | Orange County | N/A | OC-48 | LaGrange CIB | Collect 2,290 lbs/yr of material. | Catch Basin Inserts/Inlet Filter Cleanout | Completed | 2014 | 2014 | 2 | 1 | Upper Kissimmee | 5 | 7200 | 940 | LaGrange Taxing District (MSTU) | $7,200 | N/A | N/A | Not provided | Not provided
3529 | OKEE | Okeechobee County | DEO | OK-05 | Okeechobee County 2008 Disaster Recovery Community Development Block Grant | Culvert upgrades and dry detention area to improve water quality and alleviate funding. | Dry Detention Pond | Completed | Not provided | 2014 | 5.6 | 0.8 | Taylor Creek/ Nubbin Slough | 17.3 | 786665 | N/A | DEO/ County | DEO $470,595/ County $316,070 | N/A | N/A | 27.2575997202 | -80.8651682548
3530 | OKEE | Orange County | N/A | OC-37 | Lake Jessamine 616 Viscaya NSB1 | Treat stormwater from Viscaya Avenue. | Baffle Boxes- Second Generation with Media | Completed | 2015 | 2015 | TBD | TBD | Upper Kissimmee | Not provided | Not provided | 1404 | Lake Jessamine Taxing District (MSTU) | $1,404 | N/A | N/A | 28.49143 | -81.38205
3531 | OKEE | Orange County | N/A | OC-38 | Lake Jessamine Silvera Avenue NSB1 | Treat stormwater from Silvera Avenue. | Baffle Boxes- Second Generation with Media | Completed | 2015 | 2015 | TBD | TBD | Upper Kissimmee | Not provided | Not provided | 2076 | Lake Jessamine Taxing District (MSTU) | $2,076 | N/A | N/A | 28.49206 | -81.38168
3532 | OKEE | Orange County | N/A | OC-39 | Lake Tyler Apts. 8 CDS | Treat stormwater from Lake Tyler Apts. | Hydrodynamic Separators | Completed | 2008 | Prior to 2014 | TBD | TBD | Upper Kissimmee | Not provided | Not provided | 2952 | Orange County | $2,952 | N/A | N/A | 28.49263 | -81.39951
3533 | OKEE | Orange County | N/A | OC-40 | Lake Tyler Apts. 9 CDS | Treat stormwater from Lake Tyler Apts. | Hydrodynamic Separators | Completed | 2008 | Prior to 2014 | TBD | TBD | Upper Kissimmee | Not provided | Not provided | 5445 | Orange County | County - $5,445 | N/A | N/A | 28.49244 | -81.40021
2794 | NIRL | Brevard County | DEP/ City of Titusville | BC-005 | Chain of Lakes Southern Expansion Phase 1 | Completion of additional detention. | Wet Detention Pond | Completed | 2014 | 2014 | 284.4301 | 317.1718 | A | 575.2 | 3200000 | 1000 | DEP | Not provided | S0620 | Not provided | 28.6273789688255 | -80.8322909258089
2795 | NIRL | Brevard County | TBD | BC-004 | Scottsmoor I | Advanced denitrification and baffle box treatment train. | BMP Treatment Train | Underway | 2017 | TBD | 1602.5417 | 435.2317 | A | 530.9 | 601664 | 1000 | Legislative Funds | Legislative Funds - $286,648 | LP05118 | TBD | 28.7327895474711 | -80.8640955551483
2796 | NIRL | Brevard County | West Melbourne/ Grant-Valkaria/ Malabar/ Melbourne/ Cocoa/ Indian Harbour Beach (IHB)/ Satellite Beach/ Cocoa Beach/ Cape Canaveral | BC-003 | Education Efforts | FYN; landscape, irrigation, fertilizer, and pet waste ordinances; PSAs; pamphlets; website, Illicit Discharge Program. | Education Efforts | Ongoing | Not provided | N/A | 2299.68 | 350.52 | A | N/A | Not provided | Not provided | Not provided | Not provided | N/A | Not provided | 28.64746 | -80.76476
2797 | NIRL | Brevard County | DEP/ Titusville | BC-002 | Chain of Lakes Pond | Wet detention Regional Pond. | Wet Detention Pond | Completed | 2010 | 2010 | 3530.4848 | 945.2629 | A | 1072.5 | 2051405 | Not provided | DEP | Not provided | WM804 | Not provided | 28.6332408150473 | -80.8310185764948
2515 | BIRL | City of Indian Harbour Beach | TBD | IHB-30 | Alhambra Exfiltration | Indian Head (master plan) exfiltration with 1,330 ft. exfiltration pipe. | Exfiltration Trench | Planned | TBD | TBD | 71.9455 | 11.0018 | B | 15.5766 | 500000 | Not provided | Not provided | Not provided | N/A | TBD | 28.147649869 | -80.589172487
2516 | BIRL | City of Indian Harbour Beach | N/A | IHB-29 | Palm Springs Swale | Swale in entire median (2,200 feet) of Palm Springs Blvd.; swales with blocks or raised culverts. | Grass swales with swale blocks or raised culverts | Completed | 2020 | 2020 | 43.685 | 7.391 | B | 4.8116 | 38200 | TBD | City of IHB Stormwater Utility | N/A | N/A | N/A | 28.149535577 | -80.586295016
2517 | BIRL | City of Indian Harbour Beach | TBD | IHB-28 | Townhouse Estates Exfiltration | Exfiltration or dry pond in residential neighborhood. | Exfiltration Trench | Planned | TBD | TBD | TBD | TBD | B | 4.9433 | 30000 | Not provided | Not provided | Not provided | N/A | TBD | 28.151529783 | -80.588906893
2518 | BIRL | City of Indian Harbour Beach | TBD | IHB-27 | Beach Funeral Home Pervious Parking | Provide retention using pervious parking. | Pervious Pavement Systems | Canceled | N/A | N/A | N/A | N/A | B | N/A | N/A | N/A | N/A | N/A | N/A | N/A | N/A | N/A
2519 | BIRL | City of Indian Harbour Beach | TBD | IHB-26 | Cheyenne Dr./ Marion Baffle | Baffle Box installed at a major outfall to Big Muddy Canal. | Baffle Boxes- Second Generation | Planned | TBD | TBD | TBD | TBD | B | TBD | TBD | TBD | TBD | TBD | TBD | TBD | 28.14612552 | -80.59643736
2520 | BIRL | City of Indian Harbour Beach | SOIRL/ SJRWMD | IHB-25 | Big Muddy Canal Baffle Box at Cynthia | Baffle box installed at major outfall to Big Muddy Canal. | Baffle Boxes- Second Generation with Media | Underway | 2019 | 2021 | 389.9148 | 63.5234 | B | 63.8007 | 409522 | 2500 | SOIRL/ City of IHB Stormwater Utility/ SJRWMD | SOIRL - $67,532/ SJRWMD - $190,000 | N/A | TBD | 28.147084 | -80.589129
2521 | BIRL | City of Indian Harbour Beach | TBD | IHB-24 | Crispino Wet Pond | Construction of 2.9 acre wet pond in Crispino Park (city-owned). | Wet Detention Pond | Planned | TBD | TBD | TBD | TBD | B | 34.2388 | 600000 | TBD | TBD | TBD | N/A | TBD | 28.1545827 | -80.590641665
2522 | BIRL | City of Indian Harbour Beach | N/A | IHB-08 | Atlantic Ave. Swale | Swale cut in the median of Atlantic Ave. | Grass Swales without Swale Blocks or Raised Culverts | Completed | 2013 | 2013 | 4.362 | 0.64101 | B | 0.96 | N/A | N/A | City of IHB Stormwater Utility | N/A | N/A | N/A | 28.144626524 | -80.58666098
3682 | OKEE | City of Kissimmee | N/A | KS-05 | Lakefront Park Redevelopment Baffle Boxes | Three nutrient separating baffle boxes and 3 filter boxes within the lakefront park area. will install up to additional two baffle boxes in the next 5 years. | Baffle Boxes- Second Generation | Completed | 2012 | 2015 | 4 | 0.2 | Upper Kissimmee | 12.4 | 394267 | TBD | City of Kissimmee | $394,267 | N/A | N/A | 28.2877889507 | -81.4074694805
3683 | OKEE | Glades County | N/A | GC-01 | Education and Outreach | FYN; landscaping, irrigation, and fertilizer ordinances; PSAs, pamphlets, website, and illicit discharge program. | Education Efforts | Ongoing | 2014 | N/A | 361.7 | 15.9 | Fisheating Creek | 2241.2 | TBD | 5500 | Glades County | TBD | N/A | N/A | 26.983346 | -81.32175
3684 | OKEE | Istokpoga Marsh Watershed Improvement District | DEP/ SFWMD/ FDACS/ Istokpoga Marsh Watershed Improvement District | IMWID-01 | IMWID Phase I (DWM Project in Two Phases) | Construct above ground impoundment with storage capacity of 950 acre-feet/year. | Dispersed Water Management (DWM) | Underway | 2017 | 2020 | N/A | 1817.7 | Indian Prairie | 308 | 15437146 | TBD | DEP/ SFWMD/ FDACS | DEP - $4,600,000/ FDACS - $2,414,000/ SFWMD - $8,423,146 | S0650 | Not provided | 27.287492 | -81.271111
3342 | STLU | FDOT District 4 | City of Port St. Lucie | FDOT-17 | FM# 419890-1 | Construction of interchange at SR 9 and Becker Rd. | BMP Treatment Train | Completed | 2008 | 2010 | 3.2 | 1.6 | Primary BMAP Area | 42 | Not provided | Not provided | Florida Legislature | Not provided | N/A | N/A | 27.211043022 | -80.400563096
2802 | CIRL | St. Lucie County | N/A | SLC-08 | Georgia Ave. Basin WQ Improvement | Baffle box and control weir. | Baffle Boxes- Second Generation | Canceled | N/A | N/A | N/A | N/A | N/A | N/A | N/A | N/A | N/A | N/A | N/A | Not provided | 27.443153782 | -80.326626106
2803 | CIRL | St. Lucie County | IRL NEP | SLC-07 | San Lucie Plaza Stormwater Master Plan | Construction of drainage system providing 75 % treatment of first 1-inch runoff. | On-line Retention BMPs | Completed | 2018 | 2018 | 1210.0139 | 214.4157 | SIRL | 157.0803 | 20000000 | TBD | TBD | $650,325 | N/A | Not provided | 27.482373287 | -80.347641573
2804 | CIRL | St. Lucie County | N/A | SLC-06 | Stan Blum Memorial Boat Launch | Not provided. | Wet Detention Pond | Completed | Not provided | Prior to 2013 | Not provided | Not provided | SIRL | 6.1296 | Not provided | N/A | Not provided | Not provided | N/A | Not provided | 27.473410714 | -80.321728732
2659 | CIRL | Indian River County | DEP | IRC-04 | PC Main Screening System | Nutrient removal from measured data. | Regional Stormwater Treatment | Completed | Not provided | 2009 | 859 | 207 | B | 22800.5042 | 5331908 | 63260 | DEP | Not provided | G0182 | Not provided | 27.621947126 | -80.482451944
2660 | CIRL | Indian River County | DEP | IRC-03 | East Gifford Stormwater Improvements | A stormwater detention pond receiving water from swale systems in a subdivision. | Wet Detention Pond | Completed | Not provided | 2004 | 129.2243 | 39.2202 | B | 44.11 | 686136 | 2471 | DEP | Not provided | WM836 | Not provided | 27.669933917 | -80.410042109
2661 | CIRL | Indian River County | DEP | IRC-02 | East Roseland Stormwater Improvements | A stormwater detention pond receiving water from swale systems in a subdivision. | Wet Detention Pond | Completed | Not provided | 2005 | 215.8167 | 57.6154 | SEB | 73.66 | 433134 | 2176 | DEP | Not provided | G0061 | Not provided | 27.834359571 | -80.4880697
2662 | CIRL | Indian River County | DEP | IRC-01 | Vero Lake Estates Stormwater Improvements - Phase 1 | Series of swales and canals in a large development leading to large stormwater detention ponds. | Wet Detention Pond | Completed | Not provided | 2002 | 7655.2342 | 1992.618 | SEB | 2407.11 | 1572829 | Not provided | DEP | Not provided | WM803 | Not provided | 27.748597624 | -80.530078814
2663 | CIRL | Fort Pierce Farms WCD | N/A | FPF-03 | Discharge Criteria Adopted as Part of Fort Pierce Farms WCD Permit Application Criteria | More stringent than standard pre vs. post; allows for approximately 11 % more volume per development to be detained by stormwater system. | Regulations, Ordinances, and Guidelines | Ongoing | Not provided | N/A | N/A | N/A | SIRL | N/A | N/A | N/A | N/A | Not provided | N/A | Not provided | 27.473458307 | -80.338136287
2842 | CIRL | City of Fellsmere | Fellsmere WCD | F-01 | State Street Improvements and Stormwater Lake Project | Not provided. | Wet Detention Pond | Completed | Not provided | Prior to 2013 | 78.5 | 21.6 | SEB | 49.6 | Not provided | Not provided | Not provided | Not provided | N/A | Not provided | 27.775384973 | -80.590279304
2843 | CIRL | Brevard County | SOIRL | BC-21 | Kingsmill Aurora Phase II | Construction of a 5-acre pond with weirs, drop structures, etc. WRONG Sub lagoon. | Wet Detention Pond | Canceled | N/A | N/A | N/A | N/A | A | 1212.8 | 990000 | TBD | TBD | TBD | N/A | Not provided | 28.135 | -80.67001
2844 | CIRL | Brevard County | DEP | BC-20 | Multiple Ditch Outfall Denitrification D3 | Providing base flow/groundwater treatment in 20 open drainage basins. Each Project will have its own number. | Denitrification Walls | Underway | Not provided | TBD | TBD | TBD | A | TBD | 1182858 | TBD | DEP | TBD | LP0511A | Not provided | TBD | TBD
2845 | CIRL | Brevard County | DEP | BC-19 | Turkey Creek Dredging | 230,000 cubic yards of material collected. | Muck Removal/Restoration Dredging | Completed | Not provided | 2017 | TBD | TBD | A | N/A | 1545522 | Not provided | DEP | Not provided | S0714 | Not provided | Not provided | Not provided
3073 | NIRL | City of Melbourne | SOIRL | BC-87 | Stormwater Project - NIRL - Melbourne - Thrush Dr Baffle Box | SOIRL-35. MEL-20. | Baffle Boxes- Second Generation | Planned | 2020 | 2021 | N/A | N/A | B | 422.9518 | 322200 | N/A | SOIRL/ City | $322,200 | N/A | N/A | 28.1561 | -80.6504
3074 | NIRL | FDOT District 5 | N/A | FDOT-01 | Education Efforts | IDDE training, brochures, and NDPES flyer. | Education Efforts | Ongoing | 2004 | N/A | 59.72 | 7.66 | A | N/A | Not provided | Not provided | Florida Legislature | Not provided | N/A | N/A | 28.930155 | -80.941028
3075 | NIRL | City of Rockledge | Not provided | ROCK-14 | Sweet Street Swale | Swales are designed to infiltrate a defined quantity of runoff (the treatment volume) through the permeable soils of the swale floor and side slopes into the shallow ground water aquifer immediately following a storm event. | Grass Swales without Swale Blocks or Raised Culverts | Completed | Not provided | 2011 | 27.7853 | 4.1038 | B | 8 | 10000 | Not provided | Not provided | Not provided | N/A | Not provided | 28.3479926808053 | -80.7239701099827
3076 | NIRL | FDOT District 5 | N/A | FDOT-08 | 70020-3501-02B Pond 2B | Missing from Model. State Road 5 -Add lanes and reconstruct from Aurora Road to Post Road. | Wet Detention Pond | Completed | 2014 | 2004 | 0 | 0 | B | 4.8 | Not provided | Not provided | Florida Legislature | Not provided | N/A | N/A | 28.1584689329784 | -80.6411790064214
3077 | NIRL | FDOT District 5 | N/A | FDOT-07 | 70020-3501-02A Pond 2A | Missing from Model. State Road 5 -Add lanes and reconstruct from Aurora Road to Post Road. | Wet Detention Pond | Completed | 2014 | 2004 | 0 | 0 | B | 12.6 | Not provided | Not provided | Florida Legislature | Not provided | N/A | N/A | 28.1539462507924 | -80.6397185792245
3078 | NIRL | FDOT District 5 | N/A | FDOT-06 | 70020-3501-01 Pond 1 | Missing from Model. State Road 5 -Add lanes and reconstruct from Aurora Road to Post Road. | Wet Detention Pond | Completed | 2014 | 2004 | 0.034169 | 0.0052012 | B | 17.1 | Not provided | Not provided | Florida Legislature | Not provided | N/A | N/A | 28.1426229919382 | -80.6339392065923
3079 | NIRL | FDOT District 5 | N/A | FDOT-05 | 70100-3544-01 French Drains | Missing from Model. Add lanes East of H. Humphrey Bridge to Sykes Creek Parkway. Project canceled. Start date prior to 2000. BMP is accounted for in new model. | BMP Missing from Model | Canceled | 1995 | Prior to 2013 | N/A | N/A | B | 7 | Not provided | Not provided | Florida Legislature | Not provided | N/A | N/A | 28.3568822810553 | -80.705190254752
3546 | OKEE | Orange County | N/A | OC-53 | Bonnie Brook Erosion Control | Removed failing fabriform revetment and install new reinforced concrete channel lining and riprap within segments of the Lake Ellenor Outfall Canal and Westridge Outfall Canal. | Shoreline Stabilization | Completed | 2017 | 2017 | TBD | TBD | Upper Kissimmee | Not provided | 387412 | N/A | Orange County | $387,412 | N/A | N/A | Not provided | Not provided
3547 | OKEE | Orange County | N/A | OC-54 | B-14 Wheatberry Court | Repair existing slope failure areas and install turf reinforcement mat to stabilize slope. | Shoreline Stabilization | Completed | 2019 | 2019 | TBD | TBD | Upper Kissimmee | TBD | 60000 | N/A | Orange County | $113,710 | N/A | N/A | 28.42262 | -81.35838
3548 | OKEE | Orange County | N/A | OC-55 | Boggy Creek B-14 Pipeline (Segments A, C, and D) | Replace 4,500 LF of failing 60-inch corrugated metal pipe. | Stormwater System Rehabilitation | Underway | 2021 | 2021 | N/A | N/A | Upper Kissimmee | TBD | 3100000 | N/A | Orange County | $3,100,000 | N/A | N/A | TBD | TBD
3549 | OKEE | Okeechobee County | CDBG | OK-01B | Douglas Park South | Addition of dry detention area to serve 73.5 acres of original 150-acre drainage area. | Dry Detention Pond | Completed | Not provided | 2009 | 38 | 5.4 | Taylor Creek/ Nubbin Slough | 79.1 | 643593 | N/A | DEO | $643,593 | N/A | N/A | 27.2487032106 | -80.8140807078
3550 | OKEE | Okeechobee County | FEMA/ DEO | OK-02 | Oak Park | Roadside swales with raised inlets and two hydrodynamic separators. | Grass Swales With Swale Blocks or Raised Culverts | Completed | Not provided | 2016 | 47 | 5.9 | Taylor Creek/ Nubbin Slough | 66.7 | 1112005 | N/A | FEMA | $1,112,005 | N/A | N/A | 27.2248062343 | -80.863793563
3551 | OKEE | Okeechobee County | FEMA/ City of Okeechobee | OK-03 | Southwest 21st Street | Dry detention roadside swales with raised inlets and one hydrodynamic separator. | Grass Swales With Swale Blocks or Raised Culverts | Completed | Not provided | 2013 | 0.6 | 0.1 | Taylor Creek/ Nubbin Slough | 2.5 | 481718.23 | N/A | FEMA/ City of Okeechobee/ County | FEMA - $361,288/ County - $60,215/ City - $60,215 | N/A | N/A | 27.2235217104 | -80.8352086104
4048 | WEKR | City of Orlando | Not provided | ORL-08 | Lake Silver Treatment Structure (Westmoreland Dr. CDS Unit) | Install CDS unit to capture gross pollutants before they enter Lake Silver. 216 cubic feet per year of material collected. | Hydrodynamic Separators | Ongoing | Not provided | 2000 | 12 | 8 | Outside Springshed | Not provided | 565702 | Not provided | City of Orlando/ Streets and Stormwater Division | Not provided | Not provided | Not provided | 28.575017 | -81.393752
3764 | SILV | City of Ocala | DEP/ SJRWMD | S135 | Wetland Recharge Park | The wetland will utilize treated wastewater, along with some stormwater. The wetland area will receive 3-5 million gallons of treated waste/storm water a day. This water will then recharge the UFA. The wetland plants will reduce TN to near zero. | WWTF Diversion to Reuse | Completed | 2016 | 2020 | N/A | N/A | Silver Springs PFA | N/A | 10000000 | Not provided | SJWRMD Cost-Share/ DEP Springs Funding/ City of Ocala | Not provided | Not provided | Not provided | TBD | TBD
2601 | CIRL | City of Sebastian | N/A | SEB-17 | Presidential Street | Not provided. | Baffle Boxes- First Generation | Completed | Not provided | 2012 | TBD | TBD | SEB | 24 | Not provided | Not provided | Not provided | Not provided | N/A | Not provided | Not provided | Not provided
2602 | CIRL | Indian River County | N/A | IRC-13 | North Relief Canal Mechanical Vegetation/Debris Removal | Removal of aquatic vegetation containing nitrogen and phosphorus that otherwise, would enter IRL and die, releasing nutrients into the lagoon. | Aquatic Vegetation Harvesting | Planned | Not provided | TBD | TBD | TBD | SEB | 6301.1543 | 1000000 | 50000 | County/ Grants | TBD | N/A | Not provided | 27.698313876 | -80.461089685
2603 | CIRL | Indian River County | N/A | IRC-12 | Spoonbill Marsh Project | Nutrient removal from measured data. | Constructed Wetland Treatment | Completed | Not provided | 2010 | 7129 | 357 | B | 359.4497 | 4200000 | 667442 | Not provided | Not provided | N/A | Not provided | 27.699217955 | -80.403167139
2604 | CIRL | Indian River County | N/A | IRC-11 | Floating Aquatic Plant Islands in County Stormwater Ponds and Lakes | Nutrient removal from measured data. | Floating Islands/ Managed Aquatic Plant Systems (MAPS) | Planned | Not provided | TBD | TBD | TBD | B | TBD | TBD | TBD | TBD | TBD | N/A | Not provided | Not provided | Not provided
2605 | CIRL | Indian River County | N/A | IRC-10 | Storm Drain Cleaning with Vacuum Trucks | Nutrient removal from measured data. | BMP Cleanout | Planned | Not provided | TBD | TBD | TBD | B | TBD | TBD | 19067 | TBD | TBD | N/A | Not provided | 27.649543 | -80.434283
2606 | BIRL | City of Indian Harbour Beach | TBD | IHB-32 | Atlantic Exfiltration East | Jamestown Phase 1 (master plan)with 4,600 ft exfiltration. | Exfiltration Trench | Planned | TBD | TBD | 239.461 | 35.6032 | B | 37.6232 | 1400000 | Not provided | Not provided | Not provided | N/A | TBD | 28.144580607 | -80.585558931
2607 | CIRL | City of Vero Beach | DEP | VB-01 | Date Palm Baffle Box | Suntree baffle box with Bold and GoldTM media. | Baffle Boxes- Second Generation | Completed | Not provided | 2017 | 109.4631 | 12.6563 | B | 6.7 | 200232.27 | 1000 | COVB/ DEP | COVB - $128,966.54/ DEP - $71,265.73 | G0242 | Not provided | 27.656188211 | -80.365494079
2608 | CIRL | City of West Melbourne | N/A | WM-01 | Westbrooke | Not provided. | Wet Detention Pond | Completed | Not provided | 2004 | 23.2938 | 4.0244 | A | 169 | Not provided | Not provided | Not provided | Not provided | N/A | Not provided | 28.06002809 | -80.66077364
2609 | BIRL | Kennedy Space Center | N/A | KSC-15 | Schwartz Road Landfill | This basin is completely closes and does not discharge under normal conditions. | 100% On-site Retention | Completed | Not provided | 2014 | 792.2714 | 104.7731 | A | 122.5 | Not provided | Not provided | Not provided | Not provided | N/A | Not provided | 28.558351636 | -80.633802213
2610 | BIRL | City of Cape Canaveral | N/A | CC-11 | Manatee Park Stormwater Improvements | Wet detention pond and swales. | Wet Detention Pond | Completed | 2012 | 2013 | 3.3629 | 0.73025 | B | 11.8824 | 193000 | 5000 | City | City - $193,000 | N/A | N/A | 28.39437318 | -80.618285013
2611 | BIRL | City of Satellite Beach | DEP | SB-24 | Cassia Phase 3 - C3D | Retention swales. | On-line Retention BMPs | Completed | 2012 | 2013 | 1.3649 | 0.18737 | B | 0.2 | N/A | N/A | City/ DEP | N/A | G0162 | N/A | 28.172331906 | -80.602826979
2612 | BIRL | City of Satellite Beach | DEP | SB-23 | Cassia Phase 3 - C3C | Retention swales. | On-line Retention BMPs | Completed | 2012 | 2013 | 1.1807 | 0.16166 | B | 0.16 | N/A | N/A | City/ DEP | N/A | G0162 | N/A | 28.172326744 | -80.603748514
2613 | BIRL | City of Satellite Beach | DEP | SB-22 | Cassia Phase 3 - C3B | Retention swales. | On-line Retention BMPs | Completed | 2012 | 2013 | 1.1412 | 0.15723 | B | 0.15 | N/A | N/A | City/ DEP | N/A | G0162 | N/A | 28.172320612 | -80.604498943
2614 | BIRL | City of Satellite Beach | DEP | SB-21 | Cassia Phase 3 - C3A | Retention swales. | On-line Retention BMPs | Completed | 2012 | 2013 | 1.5678 | 0.21923 | B | 0.24 | 1255230.8 | TBD | City/ DEP | City - $502,092 | G0162 | N/A | 28.172311118 | -80.605362371
2673 | BIRL | City of Satellite Beach | DEP | SB-15 | Cassia Phase 1-24 | Part of SB-13. | Exfiltration Trench | Completed | 2012 | 2013 | 0 | 0 | B | 12.8 | N/A | N/A | DEP | N/A | G0162 | N/A | 28.171386598 | -80.594410005
2674 | BIRL | City of Satellite Beach | DEP | SB-14 | Cassia Phase 1-23 | Part of SB-13. | Baffle Boxes- Second Generation | Completed | 2012 | 2013 | 25.6335 | 3.6248 | B | 12.9 | N/A | N/A | DEP | N/A | G0162 | N/A | 28.172355579 | -80.592977071
2743 | CIRL | FDOT District 4 | N/A | FDOT4-23 | FM# 413049-2 | Widening SR 9 from North of SR 60 to Indian River/ Brevard County line. | Grass swales without swale blocks or raised culverts | Completed | 2013 | 2018 | 553.629 | 0.12678 | SEB | 152.4415 | Not provided | Not provided | Florida Legislature | Not provided | N/A | Not provided | 27.738358848 | -80.544223432
2744 | CIRL | FDOT District 4 | N/A | FDOT4-22 | FM# 411476-1 (Sebastian River Bridge Replacement Project) | SR A1A Sebastian River Bridge replacement. | Grass swales without swale blocks or raised culverts | Completed | 2006 | 2014 | 0.42858 | 0.11291 | SEB | 0.47724 | Not provided | Not provided | Florida Legislature | Not provided | N/A | Not provided | 27.853731546 | -80.490872961
2745 | CIRL | FDOT District 4 | N/A | FDOT4-21 | FM#: 413048-1 (Interstate-95 from St. Lucie/ Indian River County Line to North of State Road 60) | Widening SR 9 from St. Lucie / IRC Line to North of State Rd 60. | 100% On-site Retention | Completed | 2013 | 2016 | 1298.3373 | 166.2826 | B | 175.7722 | Not provided | Not provided | Florida Legislature | Not provided | N/A | Not provided | 27.609018848 | -80.507553372
2746 | CIRL | FDOT District 4 | N/A | FDOT4-20 | FM#: 229966-1 (State Road A1A at the Moorings) | Drainage Improvements for SR A1A at the Moorings (from north of Periwinkle Drive to south of Harbour Drive). | Grass swales without swale blocks or raised culverts | Completed | 2006 | 2014 | TBD | TBD | B | 0.089722 | Not provided | Not provided | Florida Legislature | Not provided | N/A | Not provided | 27.588181 | -80.332941
2747 | CIRL | FDOT District 4 | N/A | FDOT4-06 | FM# 228583-5 (Pond 2) | Widening SR 5 from just south of Oslo Road to South Relief Canal. | Wet Detention Pond | Completed | 2008 | 2010 | 1.1232 | 0.37893 | B | 11.8902 | Not provided | Not provided | Florida Legislature | Not provided | N/A | Not provided | 27.602142177 | -80.38167651
2748 | CIRL | FDOT District 4 | N/A | FDOT4-18 | FM# 228583-3 (State Road 5/US-1) | Widening SR 5 from South Relief Canal to north of 4th Street. | Wet Detention Pond | Completed | 2003 | 2014 | 1.5846 | 0.16773 | B | 17.2638 | Not provided | Not provided | Florida Legislature | Not provided | N/A | Not provided | 27.609302791 | -80.384129454
3343 | STLU | FDOT District 4 | N/A | FDOT-16 | FM# 230288-2 | Road widening of SR 5 from Rio Mar Dr. to Midway Rd. | Wet Detention Pond | Completed | 2005 | 2009 | 122.7 | 37.7 | Primary BMAP Area | 44.4 | Not provided | Not provided | Florida Legislature | Not provided | N/A | N/A | 27.354895506 | -80.325861609
3344 | STLU | FDOT District 4 | N/A | FDOT-15 | FM# 405504-1 | SR 9 rest area improvements. | Dry Detention Pond | Completed | 2003 | 2005 | 39.8 | 6.1 | Primary BMAP Area | 53.6 | Not provided | Not provided | Florida Legislature | Not provided | N/A | N/A | 27.127392822 | -80.337039028
3345 | STLU | FDOT District 4 | N/A | FDOT-14 | FM# 228801-1 | Road widening of SR 5 from Seabranch Blvd to north of Salerno Rd. | Dry Detention Pond | Completed | 2001 | 2003 | 2.3 | 0.4 | Primary BMAP Area | 2 | Not provided | Not provided | Florida Legislature | Not provided | N/A | N/A | 27.141367641 | -80.211891246
3346 | STLU | FDOT District 4 | N/A | FDOT-13 | FM# 228831-1 | Bridge replacement at SR 714 crossing over Florida's Turnpike. | Dry Detention Pond | Completed | 1997 | 2000 | 7.4 | 1.1 | Primary BMAP Area | 9.1 | Not provided | Not provided | Florida Legislature | Not provided | N/A | N/A | 27.161199091 | -80.302295756
4157 | WEKR | Lake County | Lake Sumter State College/ Umatilla/ Umatilla Chamber of Commerce/ Lake County Schools | LC-06 | North Lake County Community Environmental Stewardship Program | Project provides teacher workshops and outreach to K-12, exposure to various environmental careers to middle/high school students, increase number of volunteer water quality sample sites, and create community showcase site using native vegetation. | Education Efforts | Ongoing | 2012 | N/A | N/A | N/A | Outside Springshed | N/A | 30868 | Not provided | Not provided | Not provided | Not provided | Not provided | 28.816422 | -81.549581
4158 | WEKR | Lake County | Lake County Water Authority (LCWA) | LC-07 | Wolfbranch Drainage Retrofit | Project includes removing concrete flumes in right-of-way and piping area to two new dry retention ponds; what cannot be treated in ponds will be captured in CDS unit within right of way, and compensating treatment for this area will be treated in Pond B. | Stormwater System Upgrade | Completed | 2014 | 2016 | 66 | 8.6 | Outside Springshed | 13.5 | 1530000 | 2200 | Lake County/ LCWA | Lake County - $1,300,000/ LCWA - $200,000 | Not provided | Not provided | 28.814375 | -81.6143
4159 | WEKR | Lake County | Not provided | LC-08 | Dirt Roadway Paving | Nutrient load reductions for 25 miles of road segments that were paved and improved with ditch blocks. | Grass swales with swale blocks or raised culverts | Completed | 2009 | 2011 | 223.31 | 122.14 | Outside Springshed | Not provided | Not provided | Not provided | Not provided | Not provided | Not provided | Not provided | 28.826731 | -81.544561
3591 | OKEE | SFWMD | N/A | SFWMD-12 | Buck Island Ranch (NEPES-1) | Storage of 1,573 ac-ft of water through pasture. | Dispersed Water Management (DWM) | Completed | 2011 | 2012 | N/A | 3336 | Indian Prairie | 1048 | 1725 | 173600 | Florida Legislature | $1,390,525 | N/A | N/A | 27.1582377758 | -81.2024496685
3592 | OKEE | Spring Lake Improvement District | DEP | SLID-01 | Spring Lake Improvement District (SLID) Improvements Phases 1-3 | Treatment of runoff through a STA. | Stormwater Treatment Areas (STAs) | Completed | 2015 | 2016 | 426.7 | 140.5 | Lake Istokpoga | 2327.7 | 3671712 | 60000 | SLID/ DEP/ Florida Legislature | SLID - $69,267/ DEP - $3,186,445/ Legislature - $416,000 | G0377 | N/A | 27.4548694802 | -81.3112574153
3459 | STLU | North St. Lucie River WCD | Not provided | NSLRWCD-12 | Structure 85-1-2 | Installation of new control structure as part of Okeechobee Rd. improvements project. | Control Structure | Completed | Not provided | 2010 | 64 | 64 | Primary BMAP Area | 961.0664 | Not provided | Not provided | Not provided | Not provided | N/A | Not provided | 27.355975964 | -80.480333063
3460 | MANA | River Club HOA | Not provided | RCHA-0003 | 2012 Project to Reduce Nutrient Runoff in FIB- Stormwater Ponds | Build on existing community initiatives, utilize community-based social marketing, educate homeowners on fertilizer ordinance, monitor effectiveness of blackout period and homeowner awareness of ordinance, test homeowners support for BMPs. | FIB- Stormwater | Ongoing | Not provided | N/A | N/A | N/A | Manatee River Basin | N/A | Not provided | Not provided | Not provided | Not provided | Not provided | Not provided | Not provided | Not provided
3461 | MANA | Manatee County | Not provided | TBEP-1351 | Deep Well Injection at Southeast WRF | Not provided. | FIB- Sanitary Sewer | Planned | TBD | TBD | N/A | N/A | Manatee River Basin | N/A | Not provided | Not provided | Not provided | Not provided | N/A | Not provided | 27.4166667 | -82.4313888888888
3462 | MANA | Manatee County | Not provided | TBEP-1354 | Manatee County Southeast WRF Upgrade | Not provided. | FIB- Sanitary Sewer | Planned | TBD | TBD | N/A | N/A | Manatee River Basin | N/A | Not provided | Not provided | Not provided | Not provided | N/A | Not provided | 27.4166667 | -82.4313888888888
3463 | MANA | FDOT District 1 | N/A | TBEP-1166 | 201032-2 I-75 at SR 70 Interchange | FPID 201032-2 will improve I-75 and SR 70 interchange in Manatee County, including FIB- Stormwater treatment facilities. | FIB- Stormwater | Underway | Not provided | TBD | N/A | N/A | Manatee River Basin | Not provided | 10000000 | Not provided | FDOT | Not provided | Not provided | Not provided | 27.44 | -82.46
3464 | MANA | Braden River Utilities | N/A | BRU-001 | Reclaimed Water | Water use reduction and quality improvement. | FIB- Sanitary Sewer | Completed | Not provided | 2012 | N/A | N/A | Manatee River Basin | N/A | Not provided | Not provided | Braden River Utilities | Not provided | Not provided | Not provided | 27.414891 | -82.463792
3465 | MANA | Manatee County | Not provided | TBEP-0942 | Conservatory | 50 acres of land purchased for preservation. Canceled. Completion date of 2004 is outside the TMDL POR for WBID 1923. | FIB- Stormwater | Canceled | N/A | N/A | N/A | N/A | N/A | N/A | N/A | N/A | N/A | N/ | N/A | N/A | N/A | N/A
3466 | MANA | Manatee County | N/A | MC-0001 | Walk the Waterbody | Walk the Waterbody exercise for Rattlesnake Slough to identify potential issues in watershed. | FIB- Source Identification Activities | Completed | 2012 | 2012 | N/A | N/A | Manatee River Basin | N/A | Not provided | N/A | Manatee County | Not provided | N/A | Not provided | 27.4219444 | -82.3280555555555
3351 | STLU | FDOT District 4 | N/A | FDOT-19 | Public Education | Pamphlets. | Education Efforts | Ongoing | N/A | N/A | 109.4 | 20 | Primary BMAP Area | N/A | Not provided | Not provided | Florida Legislature | Not provided | N/A | N/A | 27.228765 | -80.391339
3352 | STLU | FDOT District 4 | N/A | FDOT-07 | FM# 230295-1 | Road widening of SR 716 from Westmore-land Bridge to SR 5. | Dry Detention Pond | Completed | 2001 | 2003 | 16.6 | 2.7 | Primary BMAP Area | 17.1 | Not provided | Not provided | Florida Legislature | Not provided | N/A | N/A | 27.271157811 | -80.301107172
3353 | STLU | FDOT District 4 | Martin County | FDOT-20 | FM# 230978-1 Indian St. Bridge (Pond East) | New bridge crossing on CR 714 from west of Mapp Rd. to east of SR 76 on Indian St. | Dry Detention Pond | Completed | 2009 | 2014 | 3.9 | 0.7 | Primary BMAP Area | 20.7 | Not provided | Not provided | Florida Legislature | Not provided | N/A | N/A | 27.157578099 | -80.244995731
3354 | STLU | FDOT District 4 | N/A | FDOT-05 | FM# 230262-3 | Road widening of SR 70 from Okeechobee County line, east 10.2 miles. | Dry Detention Pond | Completed | 2009 | 2012 | 160.3 | 35.5 | Primary BMAP Area | 195.1 | Not provided | Not provided | Florida Legislature | Not provided | N/A | N/A | 27.370263773 | -80.587423432
3355 | STLU | FDOT District 4 | N/A | FDOT-03 | FM# 230262-4 | Road widening of SR 70 from west of Rim Ditch Canal to west of Header Canal. | Dry Detention Pond | Completed | 2006 | 2008 | 76.8 | 15.1 | Primary BMAP Area | 102 | Not provided | Not provided | Florida Legislature | Not provided | N/A | N/A | 27.368801686 | -80.549990869
3781 | SILV | SJRWMD | Island Grove | S159 | Island Grove Irrigation System Automation | Irrigation system automation. | Agricultural BMPs | Completed | 2018 | 2018 | 216.0705 | 207 | Silver Springs Basin | 200 | 208280 | Not provided | Island Grove/ SJRWMD | Island Grove - $56,071/ SJRWMD - $152,210 | N/A | 32511 | 29.478431 | -82.053515
3782 | SILV | SJRWMD | Brown's Farm | S158 | Brown's Farm Irrigation Conversion | Irrigation conversion. | Agricultural BMPs | Completed | 2017 | 2018 | 51.7653 | 91 | Silver Springs Basin | 50 | 137000 | Not provided | Brown's Farm/ SJRWMD | Brown's Farm - $34,250/ SJRWMD - $102,750 | N/A | 30016 | 29.675658 | -82.114643
3783 | SILV | SJRWMD | North Caledonia | S157 | North Caledonia Tailwater Storage and Recovery, Variable Rate Fertilizer Equipment | Tailwater storage and recovery, and variable rate fertilizer equipment. | Agricultural BMPs | Completed | 2016 | 2017 | 1548.9888 | 904 | Silver Springs Basin | 520 | 388350 | Not provided | North Caledonia/ SJRWMD | North Caledonia - $97,087/ SJRWMD - $291,263 | N/A | 28574 | 29.675286 | -82.065293
3593 | OKEE | SFWMD | N/A | SFWMD-11 | Rafter T Ranch | Storage of 1,298 ac-ft of water through above ground impoundment and pasture. | Dispersed Water Management (DWM) | Completed | 2014 | 2014 | N/A | 769.9 | Lake Istokpoga | 2602 | 708994 | 162736 | Florida Legislature | $1,522,674 | N/A | N/A | 27.557334891 | -81.3686154541
3594 | OKEE | Town of Windermere | SFWMD | TW-01 | First Avenue and Forest Street Drainage Improvements | Construction of vegetated swales, exfiltration trench systems, and oil/grit separation units to treat stormwater runoff into Wauseon Bay which is directly connected to Lake Butler, which is an OFW. | BMP Treatment Train | Completed | N/A | 2018 | TBD | TBD | Upper Kissimmee | 23.5 | 566889 | Not provided | Windermere/ SFWMD | Windermere - $391,889/ SFWMD - $175,000 | N/A | Not provided | 28.499999345 | -81.5374961227
3595 | OKEE | Osceola County | N/A | OSC-05 | Neptune Road I - Ponds 100, 200, and 300 | Road improvement. | Wet Detention Pond | Completed | Not provided | 2010 | 1334 | 0.61 | Upper Kissimmee | 229.8 | Not provided | 4195 | Osceola County | Not provided | N/A | N/A | 28.2864403693 | -81.3776200772
3596 | OKEE | Osceola County | N/A | OSC-06 | Old Wilson Road Pond D002-P | Road improvement. | On-line Retention BMPs | Completed | Not provided | 2012 | 17.1 | 0.01 | Upper Kissimmee | 64.2 | Not provided | Not provided | Osceola County | Not provided | N/A | N/A | 28.2931123312 | -81.5917579804
3438 | STLU | Martin County | FDACS | MC-31 | Bessey Creek Hybrid Wetland Treatment Technology (HWTT) | 46-acre HWTT serving 2,675 acres within the Bessey Creek watershed. | Hybrid wetland treatment technology (HWTT) | Completed | 2014 | 2015 | 6081.3 | 1473.2 | Primary BMAP Area | 2675 | 3000000 | Not provided | FDACS | $3,000,000 | N/A | Not provided | 27.183122036 | -80.381806067
3439 | STLU | St. Lucie County | N/A | SLC-003 | Prima Vista | Installation of baffle boxes for sediment and debris removal. | Baffle Boxes- Second Generation | Completed | Prior to 2013 | 2006 | 217.8 | 30 | Primary BMAP Area | 96.8 | 323483 | TBD | County | TBD | N/A | Not provided | 27.329249718 | -80.325827179
3440 | STLU | Martin County | SFWMD/ DEP | MC-29 | Rio Water Quality Retrofit | Exfiltration Trenches & Baffle Boxes. | BMP Treatment Train | Completed | Not provided | 2014 | 419.5 | 69.3 | Primary BMAP Area | 50.2 | 696800 | Not provided | DEP/ SFWMD | DEP - $240,000/ SFWMD - $310,000 | SO642 | Not provided | 27.217184339 | -80.24399432
3441 | STLU | Martin County | N/A | MC-28 | Manatee Pocket Dredging | Not provided. | Muck Removal/Restoration Dredging | Completed | 2012 | 2012 | TBD | TBD | Special Project BMAP Area | N/A | 1000000 | Not provided | Not provided | Not provided | N/A | Not provided | Not provided | Not provided
3442 | STLU | Martin County | N/A | MC-27 | Willoughby Creek Muck Dredging | Not provided. | Muck Removal/Restoration Dredging | Completed | 2012 | 2012 | TBD | TBD | Special Project BMAP Area | N/A | 13200000 | Not provided | Not provided | Not provided | N/A | Not provided | Not provided | Not provided
3451 | STLU | North St. Lucie River WCD | N/A | NSLRWCD-05 | Changes in Agricultural Land Uses | All land uses updated with new model. | Land Use Change | Canceled | Not provided | 2013 | N/A | N/A | Primary BMAP Area | 1055 | N/A | N/A | N/A | N/A | N/A | Not provided | Not provided | Not provided
4374 | CIRL | Brevard County | SOIRL | BC-25 | M1 Canal BAM - BB#1470 | Adding a media to remove nitrogen by denitrification. The media will be added to the side slope of the pond or the bottom of the swale. | Biosorption Activated Media (BAM) | Canceled | Not provided | 2019 | N/A | N/A | A | N/A | 101300 | Not provided | SOIRL | SOIRL - $66,300 | N/A | Not provided | 28.07139 | -80.62382
4375 | CIRL | Brevard County | SOIRL | BC-26 | Flemming Grant BAM - BB#2134 | Adding a media to remove nitrogen by denitrification. The media will be added to the side slope of the pond or the bottom of the swale. | Biosorption Activated Media (BAM) | Completed | 2016 | 2020 | TBD | TBD | SEB | 78 | 181000 | TBD | LF/ SOIRL | LF - $91,588/ SOIRL - $16,800 | N/A | Not provided | 27.85735 | -80.52335
4376 | CIRL | Brevard County | SJRWMD/ SOIRL | BC-27 | Crane Creek/M-1 Canal Rediversion Project | The project will treat and restore small storm events and baseflow from 5,300 acres of Lagoon-diverted water. | Hydrologic Restoration | Planned | 2018 | 2021 | TBD | TBD | A | 5300 | 9186500 | TBD | SOIRL | SOIRL - $2,033,944 | N/A | TBD | 28.08205 | -80.63531
4377 | CIRL | City of Fellsmere | IRL NEP | F-17 | 259 S. Pine Stormwater | Construct swale conveyances, dry retention and control structures for micro basin. | Dry Detention Pond | Planned | Not provided | TBD | 36.5663 | 5.4734 | SEB | 7 | 130000 | 5000 | City/ Grants | $50,000 | N/A | Not provided | 27.758183 | -80.600075
4378 | CIRL | City of Fellsmere | IRL NEP | F-18 | Stormwater Greenway | Convert unused rights-of-way into stormwater greenways. | Creating/ Enhancing Living Shoreline | Planned | Not provided | TBD | TBD | TBD | SEB | 22 | 5000 | 2500 | City/ Grants | $5,000 | N/A | Not provided | 27.758146 | -80.599691
2949 | CIRL | City of Palm Bay | N/A | PB-02 | Chace Lane Pond Modifications | Not provided. | Dry Detention Pond | Completed | Not provided | 2001 | 77.5697 | 11.138 | A | 91.1934 | 20290 | Not provided | Not provided | Not provided | N/A | Not provided | 28.020753197 | -80.587904211
2950 | CIRL | City of Palm Bay | N/A | PB-03 | Glenham Drive Sidewalks Improvements | Not provided. | Dry Detention Pond | Completed | Not provided | 2014 | 10.6929 | 1.5252 | A | 12.2 | Not provided | Not provided | Not provided | Not provided | N/A | Not provided | 28.032245254 | -80.593219368
2951 | CIRL | City of Palm Bay | N/A | PB-04 | Basin 7 Stormwater Improvements Phase II | Not provided. | Wet Detention Pond | Completed | Not provided | 2009 | 351.9083 | 101.1494 | A | 146.5 | 79109 | Not provided | Not provided | Not provided | N/A | Not provided | 28.033419928 | -80.590554059
2952 | CIRL | City of Palm Bay | N/A | PB-05 | Boundary Canal Trail Phase 3 | Not provided. | Baffle Boxes- First Generation | Completed | Not provided | 2014 | 17.3373 | 11.6538 | A | 365.9 | Not provided | Not provided | Not provided | Not provided | N/A | Not provided | 28.016401182 | -80.582132342
2953 | CIRL | City of Palm Bay | N/A | PB-06 | Boundary Canal Phase II Stormwater Improvement | Not provided. | On-line Retention BMPs | Completed | Not provided | 2014 | 3276.0116 | 382.8013 | A | 632.7 | Not provided | Not provided | Not provided | Not provided | N/A | Not provided | 28.007613611 | -80.579565074
2954 | CIRL | City of Palm Bay | N/A | PB-07 | Boundary Canal Phase I Baffle Box Installation | Not provided. | Baffle Boxes- First Generation | Completed | Not provided | 2014 | 0.14756 | 0.079316 | A | 632.7 | Not provided | Not provided | Not provided | Not provided | N/A | Not provided | 28.007613611 | -80.579565074
2955 | CIRL | City of Palm Bay | N/A | PB-30 | Troutman/ Clearmond Drainage Pond | Roadway widening from rural to urban section with underground drainage. | Dry Detention Pond | Completed | Not provided | 2014 | 7.0428 | 0.97944 | A | 7.89 | 5400000 | Not provided | Not provided | Not provided | N/A | Not provided | 28.028515185 | -80.604755021
2956 | CIRL | City of Palm Bay | N/A | PB-08 | Norwood Street Baffle Box Installation | Not provided. | Baffle Boxes- First Generation | Completed | Not provided | 2014 | 16.4716 | 11.8261 | A | 528.8 | Not provided | Not provided | Not provided | Not provided | N/A | Not provided | 28.027223235 | -80.628257282
2957 | CIRL | City of Melbourne | SOIRL | MEL-11 | Grant Place Baffle Box | 2nd Generation baffle box with BAM. | Baffle Boxes- Second Generation with Media | Underway | 2018 | 2021 | TBD | TBD | A | 103 | 400000 | TBD | City/ SOIRL | $82,481 | N/A | Not provided | 28.07611 | -80.60833
2958 | CIRL | City of Palm Bay | N/A | PB-10 | Basin 13 Stormwater Improvements | Not provided. | Wet Detention Pond | Completed | Not provided | 2006 | 143.4578 | 36.9496 | A | 42.38 | 200419 | Not provided | Not provided | Not provided | N/A | Not provided | 28.024809452 | -80.613008286
2959 | CIRL | City of Melbourne | SOIRL | MEL-10 | Hoag Septic to Sewer Conversion | Providing for 12 lots (7 existing and 5 proposed) to be converted to municipal sewer. | Wastewater Service Area Expansion | Underway | 2018 | 2021 | TBD | TBD | A | TBD | 105000 | TBD | City/ SOIRL | $86,031 | N/A | Not provided | 28.0655 | -80.5967
2960 | CIRL | City of Palm Bay | N/A | PB-12 | Port Malabar Unit 40 Drainage Improvements North | Not provided. | Wet Detention Pond | Completed | Not provided | 2015 | 736.6567 | 181.7822 | A | 224.327 | 23778 | Not provided | Not provided | Not provided | N/A | Not provided | 27.990995922 | -80.618132234
2961 | CIRL | City of Palm Bay | N/A | PB-22 | Wild Rose BMP | Not provided. | Baffle Boxes- First Generation | Completed | Not provided | 2014 | 0.21198 | 0.14325 | A | 4.5881 | Not provided | Not provided | Not provided | Not provided | N/A | Not provided | 28.028357786 | -80.58345809
2962 | CIRL | City of Palm Bay | SJRWMD/ DEP | PB-21 | Basin 9 (Harris Pond) | Not provided. | Wet Detention Pond | Completed | Not provided | 2010 | TBD | TBD | A | 442.5173 | 294519 | Not provided | SJRWMD/ DEP | Not provided | Not provided | Not provided | 28.034896792 | -80.598237269
2963 | CIRL | City of Palm Bay | N/A | PB-20 | Worth Court | Not provided. | Catch Basin Inserts/Inlet Filter Cleanout | Completed | Not provided | 2014 | 0.13 | 0.1 | A | 5.0008 | Not provided | Not provided | Not provided | Not provided | N/A | Not provided | 28.031873153 | -80.576851891
2964 | CIRL | City of Palm Bay | N/A | PB-19 | Anglers Drive | Not provided. | Baffle Boxes- First Generation | Completed | Not provided | 2008 | 0.85041 | 0.57537 | A | 12.12 | 85000 | Not provided | Not provided | Not provided | N/A | Not provided | 28.034257336 | -80.578171927
2303 | CALO | FDOT District 1 | N/A | FDOT-10 | Swales without Ditch Blocks | Swales without blocks. | Grass Swales without Swale Blocks or Raised Culverts | Completed | N/A | Prior to 2012 | 4617.2842 | TBD | Tidal Caloosahatchee | 1353 | Not provided | Not provided | Florida Legislature | Not provided | N/A | N/A | Not provided | Not provided
2304 | CALO | City of Cape Coral | N/A | CC-05 | SW - 3 Swale/ Inlet Replacement | Installed raised inlets to provide additional water quality in roadside swales. | Grass Swales with Swale Blocks or Raised Culverts | Completed | Not provided | Prior to 2012 | 0 | N/A | Tidal Caloosahatchee | Not provided | Not provided | Not provided | City | Not provided | N/A | N/A | Not provided | Not provided
2305 | CALO | FDOT District 1 | N/A | FDOT-12 | Existing Stormwater Wet Ponds | F12001-3516-02. | Wet Detention Pond | Completed | 1995 | Prior to 2012 | 224.8465 | TBD | Tidal Caloosahatchee | 14.0909 | Not provided | Not provided | Florida Legislature | Not provided | N/A | N/A | 26.673893199 | -81.881785059
2306 | EWCO | Lee County | N/A | HC-LC-06 | Hendry Creek West Branch Restoration | Create filter marsh on 11-acre site. | Constructed Wetland Treatment | Canceled | 2020 | 2021 | N/A | N/A | Hendry Creek | N/A | N/A | N/A | N/A | N/A | N/A | N/A | 26.52330366 | -81.87895739
2307 | CALO | FDOT District 1 | N/A | FDOT-14 | Existing Stormwater Wet Ponds | F12040-3515-01. | Wet Detention Pond | Completed | 2002 | Prior to 2012 | 224.8465 | TBD | Tidal Caloosahatchee | 14.0909 | Not provided | Not provided | Florida Legislature | Not provided | N/A | N/A | 26.51771946 | -81.939988489
2308 | CALO | FDOT District 1 | N/A | FDOT-15 | Existing Stormwater Wet Ponds | F12040-3515-02. | Wet Detention Pond | Completed | 2002 | Prior to 2012 | 224.8465 | TBD | Tidal Caloosahatchee | 14.0909 | Not provided | Not provided | Florida Legislature | Not provided | N/A | N/A | 26.525744062 | -81.935121139
2309 | CALO | FDOT District 1 | N/A | FDOT-16 | Existing Stormwater Wet Ponds | F12040-3515-03. | Wet Detention Pond | Completed | 2002 | Prior to 2012 | 224.8465 | TBD | Tidal Caloosahatchee | 14.0909 | Not provided | Not provided | Florida Legislature | Not provided | N/A | N/A | 26.536900395 | -81.920548275
2310 | CALO | FDOT District 1 | N/A | FDOT-17 | Existing Stormwater Wet Ponds | F12040-3515-04. | Wet Detention Pond | Completed | 2002 | Prior to 2012 | 224.8465 | TBD | Tidal Caloosahatchee | 14.0909 | Not provided | Not provided | Florida Legislature | Not provided | N/A | N/A | 26.539337527 | -81.917593338
2311 | CALO | FDOT District 1 | N/A | FDOT-18 | Existing Stormwater Wet Ponds | F12060-3530-03. | Wet Detention Pond | Completed | 1996 | Prior to 2012 | 224.8465 | TBD | Tidal Caloosahatchee | 14.0909 | Not provided | Not provided | Florida Legislature | Not provided | N/A | N/A | 26.681556331 | -81.89677626
2353 | EWCO | Lee County | N/A | IR-LC-05 | Education/Fertilizer Ordinance | Public education on implementation of adopted fertilizer ordinance. | Education Efforts | Ongoing | Prior to 2012 | N/A | 6 | 0 | Imperial River | N/A | 392441 | 125000 | County | County - $12,000 | NF060 | N/A | Not provided | Not provided
2354 | CALO | LA-MSID (formerly ECWCD) | Not provided | LA-05 | Jim Flemming Eco-Park | Wetland rehydration and treatment. | Hydrologic Restoration | Completed | Not provided | Prior to 2012 | 7942.2943 | 1715.8113 | Tidal Caloosahatchee | 5.02 | Not provided | Not provided | Not provided | Not provided | N/A | Not provided | 26.61742793 | -81.69578312
2355 | EWCO | Lee County | N/A | IR-LC-07 | Larry Kiker Preserve | Land purchase and conversion to conservation land use. | Land Use Change | Completed | 2017 | 2017 | 149 | N/A | Imperial River | N/A | 42435000 | TBD | County | County - $42,435,000 | N/A | N/A | 26.40829073 | -81.7308365
2356 | CALO | Lee County | DEP/ SFWMD | LC-32 | Bob Jane's Preserve Environmental Restoration | Hydrologic improvements in portion of preserve via berms, beaches, and ditch blocks. | Hydrologic Restoration | Completed | Not provided | 2017 | 1216.3986 | 118.7231 | Tidal Caloosahatchee; West Caloosahatchee | N/A | 200000 | N/A | County/ DEP/ SFWMD | $100,000 | S0871 | N/A | 26.754302 | -81.655325
2357 | CALO | Lee County | SFWMD/ FDOT | LC-31 | Six Mile Cypress Preserve North Hydrologic Restoration | Wetland creation, addition of control structures, berms, berm breaches to connect natural and created wetlands, and restoration of historical hydrologic conditions to reduce discharge into Caloosahatchee River. | Hydrologic Restoration | Completed | 2013 | 2013 | 724.606 | 194.3526 | Tidal Caloosahatchee | 1874 | 2060768 | 70260 | County/ SFWMD/ FDOT | County - $1,493,268/ SFWMD - $450,000/ FDOT - $117,500 | N/A | 4600002716 | 26.638532 | -81.778207
2358 | CALO | FDOT District 1 | N/A | FDOT-07 | Ditch Blocked Swales | Swales with ditch blocks. Facility ID = 12020-3538-02. | Grass Swales with Swale Blocks or Raised Culverts | Completed | 1990 | Prior to 2012 | 273.3611 | TBD | Tidal Caloosahatchee | 56 | Not provided | Not provided | Florida Legislature | Not provided | N/A | N/A | 26.689021 | -81.79037
2359 | CALO | FDOT District 1 | N/A | FDOT-25 | State Road (SR) 78 Project | Wet detention pond. FM195705-1, Pond SMF 4C. | Wet Detention Pond | Completed | 2009 | Prior to 2012 | 100.5289 | 27.2228 | Tidal Caloosahatchee | 20 | Not provided | Not provided | Florida Legislature | Not provided | N/A | N/A | 26.71228 | -81.82679
2360 | CALO | FDOT District 1 | N/A | FDOT-06 | Street Sweeping | Street sweeping. | Street Sweeping | Ongoing | 2002 | N/A | 473.0174 | 346.2282 | Tidal Caloosahatchee | N/A | Not provided | Not provided | Florida Legislature | Not provided | N/A | N/A | Not provided | Not provided
2361 | CALO | City of Cape Coral | N/A | CC-10 | Freshwater Canal Detention | Regulation of freshwater canals through existing control structures. | Control Structure | Completed | Not provided | Prior to 2012 | 4415.9062 | 3411.7145 | Tidal Caloosahatchee | 10702 | Not provided | Not provided | City | Not provided | N/A | N/A | Not provided | Not provided
2362 | CALO | FDOT District 1 | N/A | FDOT-05 | Education Efforts | Pamphlets, PSAs, illicit discharge program. | Education Efforts | Ongoing | 2005 | N/A | 252.907 | 53.6706 | Tidal Caloosahatchee | N/A | Not provided | Not provided | Florida Legislature | Not provided | N/A | N/A | Not provided | Not provided
2363 | CALO | LA-MSID (formerly ECWCD) | SFWMD | LA-09 | Mirror Lake Phase 2 | Detention pond. | Wet Detention Pond | Underway | 2017 | 2018 | 738.8007 | 108.8618 | Tidal Caloosahatchee | 32555 | 500000 | TBD | LA-MSID/ SFWMD | LA-MSID - $300,000/ SFWMD - $200,000 | N/A | Not provided | 26.56049063 | -81.6377707
2364 | CALO | FDOT District 1 | N/A | FDOT-04 | Discontinue Fertilization | No longer fertilizing rights-of-way in watershed. | Fertilizer Cessation | Completed | 2005 | 2005 | 1810.9009 | 453.8397 | Tidal Caloosahatchee | 465 | Not provided | Not provided | Florida Legislature | Not provided | N/A | N/A | Not provided | Not provided
2365 | EWCO | Lee County | N/A | IR-LC-04 | Imperial Marsh Preserve | Land purchase and conversion to conservation land use. | Land Use Change | Completed | Prior to 2012 | 2020 | 1294 | N/A | Imperial River | 481.3 | 14640676 | N/A | County | $825,331 | N/A | N/A | 26.49027685 | -81.65320744
2366 | CALO | City of Fort Myers | Not provided | FM-13 | Billy & High Street Drainage Improvement | Neighborhood improvement project. | BMP Treatment Train | Underway | Not provided | TBD | TBD | TBD | Tidal Caloosahatchee | 9 | Not provided | Not provided | Not provided | Not provided | N/A | Not provided | 26.64674515 | -81.85235455
2367 | CALO | City of Fort Myers | Not provided | FM-01 | Country Club Neighborhood Exfiltration Trenches | Exfiltration trenches. | Exfiltration Trench | Completed | Not provided | Prior to 2012 | 213.7309 | 26.7763 | Tidal Caloosahatchee | 124.6 | Not provided | Not provided | Not provided | Not provided | N/A | Not provided | 26.61183763 | -81.8790337
2368 | CALO | City of Fort Myers | Not provided | FM-02 | Education Efforts | FYN, fertilizer ordinance, pamphlets, PSAs, website, illicit discharge program. | Education Efforts | Ongoing | Not provided | N/A | 4652.175 | 1630.4024 | Tidal Caloosahatchee | N/A | Not provided | Not provided | Not provided | Not provided | N/A | Not provided | Not provided | Not provided
3035 | NIRL | Brevard County | Not provided | BC-020 | Merritt Island Courthouse Pond | Construction of a detention pond to treat runoff. | Wet Detention Pond | Completed | Not provided | 2003 | 4.6932 | 0.61685 | B | 7 | 95584 | Not provided | Not provided | Not provided | N/A | Not provided | 28.4032557765221 | -80.7067833796016
3036 | NIRL | Brevard County | DEP | BC-019 | Lake George | Construction of a detention pond to treat runoff. | Wet Detention Pond | Completed | Not provided | 2010 | 1409.1329 | 441.5093 | B | 719 | 347255 | 17750 | DEP | Not provided | LP8952 | Not provided | 28.4553943410101 | -80.6868569308333
3037 | NIRL | Brevard County | Not provided | BC-018 | Fairglen Elementary School Pond | Construction of a detention pond to treat runoff. | Wet Detention Pond | Completed | Not provided | 2003 | 214.5747 | 56.9956 | B | 80.2 | 730869 | Not provided | Not provided | Not provided | N/A | Not provided | 28.4355622936804 | -80.7625301673938
2821 | CIRL | Town of Melbourne Beach | N/A | MB-07 | Anchor Key Drainage Improvements - Basin 16 | Not provided. | Baffle Boxes- First Generation | Completed | Not provided | 2002 | 0.14408 | 0.097648 | A | 3.3 | Not provided | Not provided | Not provided | Not provided | N/A | Not provided | 28.057978507 | -80.561079342
2822 | CIRL | Town of Melbourne Beach | N/A | MB-06 | Basin 9 - HMGP Flood Water Improvements Project | Not provided. | Grass swales without swale blocks or raised culverts | Completed | Not provided | 2010 | 4.4733 | 0.6578 | A | 1 | 500000 | Not provided | Not provided | Not provided | N/A | Not provided | 28.063530041 | -80.560929796
2823 | CIRL | Town of Melbourne Beach | N/A | MB-05 | Basin 1 - HMGP Flood Water Improvements Project | Not provided. | Grass swales without swale blocks or raised culverts | Completed | Not provided | 2010 | 3.8788 | 0.5702 | A | 0.9 | 500000 | Not provided | Not provided | Not provided | N/A | Not provided | 28.074923588 | -80.565536218
2824 | CIRL | Town of Melbourne Beach | N/A | MB-04 | Basin 1 - Hazard Mitigation Grant Program (HMGP) Flood Water Improvements Project | Not provided. | Baffle Boxes- Second Generation | Completed | Not provided | 2010 | 150.0407 | 17.9509 | A | 83.7 | 500000 | Not provided | Not provided | Not provided | N/A | Not provided | 28.07636311 | -80.565731233
2825 | CIRL | Town of Melbourne Beach | N/A | MB-03 | Basin 8, 9 & 11 Oak Street Pedway - Improvement Project | Not provided. | Grass swales without swale blocks or raised culverts | Completed | Not provided | 2007 | 199.3451 | 29.7192 | A | 45.1 | 146000 | Not provided | Not provided | Not provided | N/A | Not provided | 28.065023869 | -80.558775303
2826 | CIRL | Town of Melbourne Beach | N/A | MB-02 | Basin 9 - Oak Street Pedway - Improvement Project | Not provided. | Baffle Boxes- Second Generation | Completed | Not provided | 2007 | 152.1585 | 18.7788 | A | 85.7 | 146000 | Not provided | Not provided | Not provided | N/A | Not provided | 28.063918546 | -80.559006584
5047 | WEEK | Hernando County | High Point Property Owners Association | HC-33 | High Point Stormwater Improvement | Construction of a stormwater pond providing water quality treatment and flood storage for runoff from untreated existing residential area. | Wet Detention Pond | Completed | 2013 | 2014 | 20 | N/A | Hernando County | 125 | 175000 | Not provided | County | $175,000 | N/A | Not provided | Not provided | Not provided
5048 | WEEK | Hernando County | TBD | HC-34 | Coastal Way Shopping District Parking Lot Water Quality Retrofit | Retrofit a water quality system with enhanced nitrogen removal technology that serves an existing commercial district discharging into Weeki Wachee springshed. | Wet Detention Pond | Planned | TBD | 2021 | 73 | N/A | Hernando County | 80 | 350000 | TBD | TBD | TBD | TBD | Not provided | Not provided | Not provided
5049 | WEEK | Hernando County | TBD | HC-35 | Brentlawn Street Enhanced Treatment Stormwater Improvements | Construction of treatment train with enhanced nitrogen removal technology to provide water quality pretreatment of groundwater discharges to Weeki Wachee springshed. | BMP Treatment Train | Planned | TBD | 2022 | 19 | N/A | Hernando County | 26 | 160000 | TBD | TBD | TBD | TBD | Not provided | Not provided | Not provided
5050 | WEEK | Hernando County | TBD | HC-36 | Harper Street Enhanced Treatment Stormwater Improvements | Construction of treatment train with enhanced nitrogen removal technology to provide water quality pretreatment of groundwater discharges to Weeki Wachee springshed. | BMP Treatment Train | Planned | TBD | 2022 | 89 | N/A | Hernando County | 114 | 80000 | TBD | TBD | TBD | TBD | Not provided | Not provided | Not provided
3039 | NIRL | Brevard County | SJRWMD | BC-016 | Tequesta Harbor Baffle Box | Construction of a baffle box. | Baffle Boxes- First Generation | Completed | 2010 | 2009 | 0.63912 | 0.43165 | B | 13.1 | 27582 | 1000 | Not provided | Not provided | N/A | Not provided | 28.2477356421776 | -80.6592294499719
3040 | NIRL | Brevard County | DEP | BC-015 | Puesta Del Sol 735 Baffle Box | Construction of a baffle box. | Baffle Boxes- First Generation | Completed | 2017 | 2003 | 0.10504 | 0.07101 | B | 2.2 | 24953 | 1000 | DEP | Not provided | S0620 | Not provided | 28.1219641693395 | -80.5901203630795
3041 | NIRL | Brevard County | DEP | BC-011 | Rockledge Drive 2055 | Construction of a baffle box. | Baffle Boxes- First Generation | Completed | 2017 | 2008 | 0.10971 | 0.075499 | B | 2.4 | 61094 | 1000 | DEP | Not provided | S0620 | Not provided | 28.2906374761108 | -80.6960502627134
3042 | NIRL | Brevard County | Not provided | BC-012 | Rockledge and Riverwoods Baffle Box | Construction of a baffle box. Baffle box was replaced by a second generation baffle box and is credited in BC-38. | Baffle Boxes- First Generation | Canceled | 2017 | 2000 | N/A | N/A | B | 3.8 | 47686 | 1000 | Not provided | Not provided | N/A | N/A | 28.2800750902802 | -80.690668715772
3043 | NIRL | Brevard County | DEP | BC-013 | Anchor Lane | Construction of a baffle box. | Baffle Boxes- First Generation | Completed | 2017 | 2000 | 1.3586 | 0.91866 | B | 29.4 | 49560 | 1000 | DEP | Not provided | S0620 | Not provided | 28.2471398671558 | -80.6784491178469
3044 | NIRL | Brevard County | Not provided | BC-014 | Kelmore Baffle Box | Construction of a baffle box. | Baffle Boxes- First Generation | Completed | Not provided | 2003 | 5.4751 | 3.7711 | B | 9.7 | 21817 | 1000 | Not provided | Not provided | N/A | Not provided | 28.1212612559775 | -80.636711042106
3045 | NIRL | Brevard County | N/A | BC-025 | Merritt Island Airport | N/A | Wet Detention Pond | Canceled | N/A | N/A | 1.8604 | 0.42276 | B | N/A | N/A | N/A | N/A | N/A | N/A | N/A | 28.339687 | -80.684349
3046 | NIRL | City of Titusville | SOIRL | BC-89 | Osprey Water Reclamation Nutrient Removal Upgrade | SOIRL-02. Wastewater Treatment Facility Upgrade-NIRL-Titusville TV-33. | WWTF Nutrient Reduction | Planned | 2019 | 2022 | N/A | N/A | A | Not provided | 8000000 | Not provided | SOIRL/ City | $8,000,000 | N/A | TBD | 28.62382 | -80.81593
3047 | NIRL | Brevard County | Not provided | BC-075 | Huntington Ave. Pond Denitrification Retrofit | Not provided. | Biosorption Activated Media (BAM) | Planned | 2018 | TBD | TBD | TBD | A | 355 | 180000 | 16662.5 | SOIRL | SOIRL - $104,720 | N/A | TBD | 28.769468 | -80.853081
3048 | NIRL | Brevard County | Not provided | BC-077 | Merritt Ridge 2B D2 | Not provided. | Grass Swales without Swale Blocks or Raised Culverts | Completed | Not provided | 2016 | 3.0728 | 0.45216 | B | 2 | 45000 | Not provided | Not provided | Not provided | N/A | Not provided | 28.35449 | -80.70376
3049 | NIRL | Brevard County | Not provided | BC-078 | Merritt Ridge 2E D2 | Wet detention pond construction. | Wet Detention Pond | Planned | TBD | TBD | 289.5378 | 73.0463 | B | Not provided | 720000 | Not provided | Not provided | Not provided | N/A | TBD | 28.35206 | -80.70145
3050 | NIRL | City of Rockledge | SOIRL | BC-79 | Breeze Swept Septic to Sewer | Hook up to sewer - SOIRL-01. Same as ROCK-26. | Wastewater Service Area Expansion | Completed | Not provided | 2017 | N/A | N/A | B | Not provided | 3400000 | Not provided | City/ SOIRL | $880,530 | N/A | Not provided | 28.325554 | -80.715402
3051 | NIRL | Brevard County | N/A | BC-080 | Wickham Park Solar Bee | Installing a mixer to reduce the amount of algae and cyanobacteria on an existing pond. | BMP Treatment Train | Planned | TBD | TBD | TBD | TBD | B | TBD | TBD | TBD | TBD | TBD | N/A | TBD | 28.15881 | -80.65674
3052 | NIRL | Brevard County | All Cities | BC-081 | Education Efforts | Fertilizer video, rain barrel workshops, Facebook page, bus wrap, and billboard. | Education Efforts | Ongoing | 2017 | N/A | N/A | N/A | A | N/A | 50000 | TBD | SOIRL | SOIRL - $50,000 | N/A | Not provided | 28.64746 | -80.76476
3053 | NIRL | City of Cocoa | SOIRL | BC-82 | Stormwater Project - NIRL - Cocoa - Church St Type II Baffle Box | SOIRL-14. See CC-17. | Baffle Boxes- Second Generation | Completed | 2017 | 2018 | N/A | N/A | B | 75.2033 | 233455 | N/A | DEP TMDL | DEP TMDL - $20,856 | NF025 | N/A | 28.3534 | -80.72379
3054 | NIRL | City of Titusville | SOIRL | BC-83 | St. Theresa Basin TMDL Improvements | SOIRL-19. 2nd generation baffle box with media. Same project as TV-19. | Baffle Boxes- Second Generation | Completed | 2018 | 2019 | N/A | N/A | A | 758.0605 | 375250 | Not provided | DEP TMDL | DEP TMDL - $272,800 | N/A | N/A | 28.58108 | -80.80067
3055 | NIRL | City of Titusville | SOIRL | BC-84 | South Street Basin TMDL Improvements | SOIRL-20. Three 2nd generation baffle boxes with media. Same project as TV-18. | Baffle Boxes- Second Generation | Completed | 2018 | 2019 | N/A | N/A | A | 202.25 | 475125 | Not provided | DEP TMDL | DEP TMDL - $86,856 | NF025 | Not provided | 28.60785 | -80.8118
3056 | NIRL | City of Titusville | SOIRL | BC-85 | La Paloma Basin TMDL Improvements | SOIRL-21. 2nd generation baffle box with media. Same project as TV-20. | Baffle Boxes- Second Generation | Completed | 2018 | 2019 | N/A | N/A | A | 554.8 | 375250 | Not provided | DEP TMDL | DEP TMDL - $208,296 | N/A | N/A | 28.57099 | -80.80138
3057 | NIRL | City of Melbourne | SOIRL | BC-86 | Stormwater Project - NIRL - Melbourne - Cliff Creek Baffle Box | SOIRL-34. MEL-21. | Baffle Boxes- Second Generation | Completed | 2019 | 2020 | N/A | N/A | B | 515.41 | 347781 | N/A | SOIRL/ City | $347,781 | N/A | N/A | 28.15738 | -80.64935
3058 | NIRL | Brevard County | DEP | BC-010 | Lucas Place 640 Baffle Box | Construction of a baffle box. Baffle box was replaced by a second generation baffle box and is credited in BC-33. | Baffle Boxes- First Generation | Canceled | 2017 | 2003 | N/A | N/A | B | 5.2 | 36835 | 1000 | DEP/ County | Not provided | S0620 | N/A | 28.3759208043569 | -80.711887550185
3059 | NIRL | Brevard County | SOIRL/ MIRA | BC-088 | MIRA Phase 1 Septic Removal | SOIRL -2 Septic to sewer project with 17 connections. | OSTDS Phase Out | Completed | 2017 | 2020 | TBD | N/A | B | N/A | 3138098 | Not provided | SOIRL | SOIRL - $128,000 | N/A | TBD | 28.35575 | -80.705451
3060 | NIRL | Brevard County | SOIRL | BC-074 | Flounder Creek Pond Denitrification Retrofit | Stormwater traditional BMP. | Biosorption Activated Media (BAM) | Planned | TBD | TBD | TBD | TBD | A | 320 | 157500 | 12307.5 | Not provided | Not provided | N/A | TBD | 28.75022 | -80.85404
3061 | NIRL | City of Melbourne | SOIRL | BC-90 | Stewart Rd Dry Retrofit | Stormwater Project - CIRL - Melbourne, SOIRL-39. MEL-27. | Dry Detention Pond | Canceled | TBD | 2020 | N/A | N/A | B | TBD | 18344 | TBD | SOIRL/ City | $18,344 | N/A | N/A | 28.15588 | -80.67001
3062 | NIRL | Brevard County | SOIRL | BC-091 | Kingsmill Aurora Phase II | Construction of 5 ac pond with weirs, drop structures, etc. Duplicate with BC-46. | Wet Detention Pond | Canceled | 2017 | N/A | N/A | N/A | N/A | N/A | N/A | N/A | N/A | N/A | N/A | N/A | 28.135 | -80.67001
3063 | NIRL | Brevard County | N/A | BC-092 | Baffle Box/Sediment Trap Cleaning | Increasing cleanout frequency to quarterly. | BMP Cleanout | Ongoing | 2008 | N/A | 1 | 1 | A | N/A | Not provided | 276303.28 | County | Not provided | N/A | Not provided | 28.64746 | -80.76476
3064 | NIRL | Volusia County | Not provided | VC-03 | Open Channel Cleaning | Open channel cleaning; digging sediment out of open channels. | BMP Cleanout | Ongoing | Not provided | N/A | Not provided | Not provided | A | Not provided | Not provided | Not provided | Not provided | Not provided | N/A | Not provided | 28.874029 | -80.895163
3065 | NIRL | Volusia County | Not provided | VC-02 | Roadside Ditch Cleaning | Roadside ditch cleaning. | BMP Cleanout | Ongoing | Not provided | N/A | Not provided | Not provided | A | Not provided | Not provided | Not provided | Not provided | Not provided | N/A | Not provided | 28.874029 | -80.895163
3066 | NIRL | Volusia County | Not provided | VC-01 | Education Efforts | Irrigation, fertilizer, pet waste management, and landscaping ordinances; pamphlets, presentations, website, illicit discharge program. | Education Efforts | Ongoing | Not provided | N/A | 1381.74 | 198.54 | A | N/A | Not provided | Not provided | Not provided | Not provided | N/A | Not provided | 28.874029 | -80.895163
3067 | NIRL | Town of Palm Shores | Not provided | PS-01 | Education Efforts | Fertilizer and landscaping ordinances, pamphlets, and presentations. | Education Efforts | Ongoing | Not provided | N/A | 28.86 | 4.14 | B | N/A | Not provided | Not provided | Not provided | Not provided | N/A | Not provided | 28.192414 | -80.659975
3068 | NIRL | Town of Indialantic | DEP | TI-04 | Lily Park | Stormwater treatment. | Wet Detention Pond | Completed | Not provided | 2016 | TBD | TBD | A | 1.93 | 173000 | 500 | DEP | DEP - $65,000 | LP05120 | Not provided | Incompatible Point | Incompatible Point
3069 | NIRL | Brevard County | Not provided | BC-038 | Rockledge and Riverwoods Boulevard Rockledge | Upgrading a 1st Generation to a 2nd generation baffle box by adding the nutrient separating screen. | Baffle Boxes- Second Generation | Completed | Not provided | Prior to 2013 | 5.9818 | 0.70258 | B | 3.8 | 15000 | 2140 | Not provided | Not provided | N/A | Not provided | 28.2800750902802 | -80.690668715772
3070 | NIRL | Brevard County | DEP | BC-037 | Manth Avenue | Upgrading a 1st Generation to a 2nd generation baffle box by adding the nutrient separating screen. | Baffle Boxes- Second Generation | Completed | Not provided | Prior to 2013 | 125.6019 | 15.1195 | B | 69.1 | 12507 | 2140 | DEP | DEP - $275,000 | S0648 | Not provided | 28.4858563892688 | -80.7780358987526
3071 | NIRL | Brevard County | DEP | BC-036 | Haverhill Avenue | Upgrading a 1st Generation to a 2nd generation baffle box by adding the nutrient separating screen. | Baffle Boxes- Second Generation | Completed | Not provided | Prior to 2013 | 89.0012 | 10.5058 | B | 47.5 | 35857 | 2140 | DEP | DEP - $275,000 | S0648 | Not provided | 28.4766812925972 | -80.7757188638679
3072 | NIRL | City of Cocoa | SJRWMD | CC-01 | Bracco Pond B | SOIRL-01. | Wet Detention Pond | Completed | 1995 | 2014 | 1608.6405 | 491.0925 | B | 630.168 | 35000 | 12000 | City/ SJRWMD | City - $250,000/ SJRWMD - $250,000 | N/A | Not provided | 28.3611985497873 | -80.7322637125207
2947 | CIRL | City of Palm Bay | N/A | PB-13 | Mandarin Ditch (South) | Not provided. | Grass swales without swale blocks or raised culverts | Completed | Not provided | 2006 | 212.9422 | 29.7689 | A | 73.04 | 308797 | Not provided | Not provided | Not provided | N/A | Not provided | 28.024152522 | -80.596093642
3745 | WAKU | City of Tallahassee | N/A | COT-009 | Primary Springs Protection Zone (PSPZ) Ordinance (08-0-68AA) | Identifies the PSPZ where development must meet more stringent requirements. | Regulations, Ordinances, and Guidelines | Ongoing | 2009 | N/A | 0 | N/A | PFA1 | N/A | N/A | N/A | N/A | N/A | N/A | Not provided | 30.34515 | -84.252035
3746 | WAKU | City of Tallahassee | N/A | COT-008 | Stormwater Improvement Projects | Multiple conveyance improvements. Original credit of 8 lbs-TN/yr. Project was completed before 2013 and is not eligible for credit in the 2018 BMAP. | Regional Stormwater Treatment | Completed | 2004 | Prior to 2013 | N/A | N/A | PFA1 | Not provided | 990000 | N/A | N/A | N/A | N/A | Not provided | 30.456803 | -84.270492
3747 | WAKU | City of Tallahassee | N/A | COT-007 | Pet Waste Ordinance (Number 10-0-15AA) | 34% of dog owners began picking up after their pets. | Regulations, Ordinances, and Guidelines | Ongoing | 2008 | N/A | 108 | N/A | PFA1 | N/A | N/A | N/A | N/A | N/A | N/A | Not provided | 30.456803 | -84.270492
3748 | WAKU | City of Tallahassee | N/A | COT-006 | Spray Field Fertilizer Application | Eliminated fertilizer application on the spray field (in the springshed). Original credit of 48,708 lbs-TN/yr. Project was completed before 2013 and is not eligible for credit in the 2018 BMAP. | Fertilizer Cessation | Completed | 2007 | Prior to 2013 | N/A | N/A | PFA1 | N/A | N/A | N/A | N/A | N/A | N/A | Not provided | 30.36167 | -84.19333
3749 | WAKU | City of Tallahassee | N/A | COT-005 | Public Education for Stormwater, Fertilizer, and Pet Waste | Public education using various media resources to promote behavioral changes for individuals and businesses to conserve water and reduce or eliminate pollution impacts to surface water and ground water. | Education Efforts | Ongoing | 2006 | N/A | 216 | N/A | PFA1 | N/A | 1700000 | N/A | N/A | N/A | N/A | Not provided | 30.456803 | -84.270492
3750 | WAKU | City of Tallahassee | N/A | COT-004a | Fertilizer Use Ordinance (08-072AA | Credit above and beyond standard credit for ordinances based on survey. Households that applied fertilizer (2007 vs. 2012) decreased 49%, level of nitrogen applied per household decreased 27%. | Regulations, Ordinances, and Guidelines | Ongoing | 2009 | N/A | TBD | N/A | PFA1 | N/A | N/A | N/A | N/A | N/A | N/A | Not provided | 30.456803 | -84.270492
3751 | WAKU | City of Tallahassee | N/A | COT-004 | Fertilizer Use Ordinance (08-072AA | Standard fertilizer ordinance credit from Education Credit Workbook. | Regulations, Ordinances, and Guidelines | Ongoing | 2009 | N/A | 108 | N/A | PFA1 | N/A | N/A | N/A | N/A | N/A | N/A | Not provided | 30.456803 | -84.270492
2615 | CIRL | City of West Melbourne | N/A | WM-06 | Havens at Riviera | Not provided. | Wet Detention Pond | Completed | Not provided | 2009 | 4.5605 | 3.9025 | A | 22.9 | Not provided | Not provided | Not provided | Not provided | N/A | Not provided | 28.040925921 | -80.644630137
2616 | CIRL | City of West Melbourne | N/A | WM-05 | Manchester Lakes | Not provided. | Wet Detention Pond | Completed | Not provided | 2007 | 11.3702 | 1.8689 | A | 133.3 | Not provided | Not provided | Not provided | Not provided | N/A | Not provided | 28.045818486 | -80.649142285
2617 | CIRL | City of West Melbourne | N/A | WM-04 | Oak Grove | Not provided. | Wet Detention Pond | Completed | Not provided | 2010 | 20.1311 | 5.3737 | A | 91.4 | Not provided | Not provided | Not provided | Not provided | N/A | Not provided | 28.055223687 | -80.648942456
2618 | CIRL | City of Vero Beach | N/A | VB-11 | Live Oak Outfall | Not provided. | Baffle Boxes- Second Generation | Completed | Not provided | 2011 | 113.1991 | 13.517 | B | 11.7 | Not provided | Not provided | COVB | Not provided | N/A | Not provided | 27.661198096 | -80.364077875
2619 | CIRL | City of West Melbourne | N/A | WM-02 | Saddlebrook | Not provided. | Wet Detention Pond | Completed | Not provided | 2004 | 0.34722 | 0.049568 | A | 40.2 | Not provided | Not provided | Not provided | Not provided | N/A | Not provided | 28.06268582 | -80.656004818
2620 | CIRL | Indian River County | N/A | IRC-07 | Moorhen Marsh Low Energy Aquatic Plant System | This is a managed aquatic plant system that will remove sediment and suspended solids through settling and filtration by aquatic plant roots. The aquatic plants will be harvested on a regular basis. | Floating Islands/ Managed Aquatic Plant Systems (MAPS) | Underway | 2018 | 2021 | 4888.8244 | 680.4636 | B | 6301.1543 | 8705000 | 84000 | County/ SJRWMD/ Florida Legislature | Not provided | LPA0018 | Not provided | 27.698313876 | -80.461089685
2621 | CIRL | City of Vero Beach | N/A | VB-23 | BMP Maintenance | Not provided. | Catch Basin Inserts/Inlet Filter Cleanout | Ongoing | Not provided | N/A | 190 | 114 | B | Not provided | Not provided | Not provided | COVB | Not provided | N/A | Not provided | 27.646208 | -80.392835
2622 | CIRL | City of Vero Beach | N/A | VB-22 | Original Town Inlet Retrofits | Not provided. | Pervious Pavement Systems | Canceled | N/A | N/A | N/A | N/A | N/A | N/A | N/A | N/A | N/A | N/A | N/A | Not provided | 27.642964653 | -80.402116855
2623 | CIRL | City of Vero Beach | N/A | VB-21 | McAnsh Park Inlet Retrofits | Not provided. | Pervious Pavement Systems | Canceled | N/A | N/A | N/A | N/A | N/A | N/A | N/A | N/A | N/A | N/A | N/A | Not provided | 27.642281009 | -80.409513091
2624 | CIRL | City of Vero Beach | Indian River Lagoon Council | VB-20 | Vero Isles Inlet Retrofits | Not provided. | Pervious Pavement Systems | Completed | Not provided | 2017 | N/A | N/A | B | 51.2 | 339868.27 | Not provided | COVB/ IRL Council | COVB - $235,314.77/ IRL Council - $104,553.50 | N/A | Not provided | 27.641663303 | -80.378130952
2625 | CIRL | City of Vero Beach | N/A | VB-19 | Mockingbird Drive / Iris Lane | Not provided. | Baffle Boxes- First Generation | Completed | Not provided | 2016 | 3.1219 | 2.0362 | B | 68.5 | Not provided | Not provided | COVB | Not provided | N/A | Not provided | 27.649046323 | -80.363681351
2626 | CIRL | City of Vero Beach | N/A | VB-18 | Country Club Drive Outfall | Not provided. | Baffle Boxes- First Generation | Completed | Not provided | 2016 | 0.6894 | 0.46274 | B | 21.1 | Not provided | Not provided | COVB | Not provided | N/A | Not provided | 27.648465409 | -80.388148091
2801 | CIRL | St. Lucie County | N/A | SLC-09 | North Hutchinson Island Septic to Sewer Project | 538 Homes converted to Central Sewer. | Wastewater Service Area Expansion | Underway | 2020 | 2022 | TBD | TBD | SIRL | N/A | 1846465 | N/A | DEP | $990,000 | N/A | Not provided | TBD | TBD
3552 | OKEE | Orange County | N/A | OC-09 | Lake Pineloch CIB | Curb or grate inlet filter baskets (23) to collect 4,158 lbs/yr of material. | Catch Basin Inserts/Inlet Filter Cleanout | Completed | 2008 | Prior to 2014 | 0.9 | 0.9 | Upper Kissimmee | 14 | 18000 | 2677 | Orange County | Not provided | N/A | N/A | 28.5066017293 | -81.3716044191
3553 | OKEE | Orange County | N/A | OC-46 | Bass Lake CIB | Collect 1,572 lbs/yr of material in 6 CIBs. | Catch Basin Inserts/Inlet Filter Cleanout | Ongoing | Not provided | N/A | 1 | 1 | Upper Kissimmee | 4 | 5430 | 470 | Bass Lake Taxing District (MSTU) | $5,430 | N/A | N/A | Not provided | Not provided
3860 | WAKU | Leon County | N/A | LC-024 | Established Primary Springs Protection Zone (Number 09-12) | Enacted to establish a defined area for enforcement for additional water quality protections within this zone. | Regulations, Ordinances, and Guidelines | Ongoing | 2006 | N/A | N/A | N/A | PFA1 | 98029 | N/A | N/A | Leon County | N/A | N/A | Not provided | 30.389713 | -84.192548
3861 | WAKU | Leon County | N/A | LC-023 | Annual Wakulla Springs Status Report | Commitment to develop an annual status report on Wakulla Springs for BOCC. | Study | Completed | 2014 | 2014 | N/A | N/A | PFA1 | N/A | N/A | N/A | N/A | N/A | N/A | Not provided | 30.322326 | -84.243311
3862 | WAKU | Leon County | EPA | LC-022 | Woodville Recharge Aquifer Protection Study | EPA grant to study the 60 square mile Woodville Recharge Basin for flooding, water quality, and aquifer protection. | Study | Completed | 2005 | Prior to 2013 | N/A | N/A | PFA1 | N/A | 300000 | N/A | EPA | $300,000 | N/A | Not provided | 30.322326 | -84.243311
3863 | WAKU | Leon County | N/A | LC-021 | Preparation of Annual Water Quality Report | Preparing and publishing annual water quality report to document the health of our natural systems and utilize for prioritization of water quality project needs. | Study | Underway | 1996 | TBD | N/A | N/A | Inside Springshed | N/A | N/A | 15000 | Leon County | $15,000 | N/A | Not provided | 30.471396 | -84.265821
3864 | WAKU | Leon County | N/A | LC-020 | Water Quality Sampling | Sampled 73 sites in 13 lakes, 27 streams, and 2 rivers. | Monitoring/Data Collection | Ongoing | 1996 | N/A | N/A | N/A | Inside Springshed | N/A | 250000 | N/A | Leon County | $250,000 | N/A | Not provided | 30.471396 | -84.265821
3865 | WAKU | Leon County | City of Tallahassee/ Wakulla County | LC-019 | Lombardo Report | Compiled studies identifying nitrogen loading to Wakulla Springs, and identified treatment and management options, where central sewer is not available, for the purpose of reducing nitrate loading from septic systems located in Leon and Wakulla counties. | Study | Completed | 2010 | 2013 | N/A | N/A | PFA1 | N/A | 60000 | N/A | N/A | N/A | N/A | Not provided | 30.471396 | -84.265821
3866 | WAKU | Leon County | N/A | LC-006 | Enacted Comprehensive Fertilizer Ordinance (Number 09-34) | Requires commercial applicators to follow a set of BMPs for the application of fertilizers. | Regulations, Ordinances, and Guidelines | Ongoing | 2009 | N/A | 188 | N/A | PFA1 | N/A | N/A | N/A | Leon County | N/A | N/A | Not provided | 30.471396 | -84.265821
3867 | WAKU | Leon County | N/A | LC-017 | Landscaping Ordinance | Landscaping ordinance. | Regulations, Ordinances, and Guidelines | Ongoing | 2015 | N/A | 188 | N/A | PFA1 | N/A | N/A | N/A | Leon County | N/A | N/A | Not provided | 30.471396 | -84.265821
3868 | WAKU | Leon County | N/A | LC-007 | Fertilizer Ordinance Modification | Consider modification to the fertilizer ordinance to reduce nitrogen application rates below the Cody Scarp, if allowable by Florida law. | Regulations, Ordinances, and Guidelines | Ongoing | 2014 | N/A | N/A | N/A | PFA1 | N/A | N/A | N/A | Leon County | N/A | N/A | Not provided | 30.471396 | -84.265821
3869 | WAKU | Leon County | N/A | LC-015 | FYN Program | Participation in the FYN Program through the Cooperative Extension Service. | Education Efforts | Ongoing | 2015 | N/A | 1131 | N/A | PFA1 | N/A | N/A | 55000 | Leon County | $55,000 | N/A | Not provided | 30.471396 | -84.265821
3870 | WAKU | Leon County | N/A | LC-014 | Street Sweeping | Contract for 876.05 miles of street sweeping; collected 100.2 tons. | Street Sweeping | Ongoing | Prior to 2015 | N/A | 31.6582 | N/A | Inside Springshed | N/A | N/A | 75000 | Leon County | $75,000 | N/A | Not provided | 30.471396 | -84.265821
3696 | OKEE | FDOT District 5 | N/A | FDOT5-12 | 418403-A, B State Road 600 (US 17/92) John Young Parkway (JYP) from south of Portage Street to north of Vine Street (US192) (Ponds East and West) | Add lanes and reconstruct. | Wet Detention Pond | Completed | 2016 | 2019 | 2.8 | 0.8 | Upper Kissimmee | 14.2 | Not provided | Not provided | Florida Legislature | Not provided | N/A | N/A | 28.289399291 | -81.4167395694
3697 | OKEE | FDOT District 5 | N/A | FDOT5-13 | 239454-A widening of SR 436 from SR 528 to SR 552 (Pond A) | Add lanes and reconstruct. | Wet Detention Pond | Completed | Not provided | 2010 | 1.6 | 0.9 | Upper Kissimmee | 38.8 | Not provided | Not provided | Florida Legislature | Not provided | N/A | N/A | 28.4733814016 | -81.3102900644
2489 | BIRL | City of Cocoa Beach | N/A | CB-26 | Minutemen/ CBHS | Grass swale providing 1.49 inches of retention. | Grass Swales without Swale Blocks or Raised Culverts | Completed | 2002 | 2003 | 8.5168 | 1.1023 | B | 1.522 | 571 | 500 | City | $571 | N/A | N/A | 28.318469982 | -80.628682858
2490 | BIRL | City of Indian Harbour Beach | N/A | IHB-07 | Gleason Park Phase 1 | Diversion of an existing pipe at Bay Dr. to the existing Gleason wet pond to increase the treatment drainage of the wet detention pond. | Wet Detention Pond | Completed | 2013 | 2013 | 353.8999 | 109.4843 | B | 128.88 | 135000 | 200 | City of IHB Stormwater Utility | $135,000 | N/A | N/A | 28.141981772 | -80.591261594
2491 | BIRL | City of Indian Harbour Beach | N/A | IHB-06 | Street Sweeping | Ongoing street sweeping. | Street Sweeping | Ongoing | 2006 | N/A | 149.71 | 95.99 | B | N/A | 9800 | 9800 | City of IHB Stormwater Utility | $9,800 | N/A | N/A | 28.150153 | -80.593115
2492 | BIRL | City of Indian Harbour Beach | N/A | IHB-05 | Inlet Cleaning | Ongoing inlet cleaning. | BMP Cleanout | Ongoing | 2004 | N/A | 7.12 | 4.37 | B | N/A | N/A | N/A | City of IHB Stormwater Utility | N/A | N/A | N/A | 28.150153 | -80.593115
2493 | BIRL | City of Indian Harbour Beach | N/A | IHB-04 | Education Efforts | Landscape, irrigation, fertilizer, and pet waste ordinances; pamphlets, illicit discharge program. | Education Efforts | Ongoing | N/A | N/A | 653.46 | 100.5 | B | N/A | 2900 | 2900 | City of IHB Stormwater Utility | N/A | N/A | N/A | 28.150153 | -80.593115
2494 | BIRL | City of Indian Harbour Beach | N/A | IHB-03 | Coquina Palms Subdivision | 100% storage of the subdivision for the 25-year storm. | 100% On-site Retention | Completed | 2013 | 2013 | 75.5732 | 11.7125 | B | 6.3 | N/A | N/A | N/A | N/A | N/A | N/A | 28.140405266 | -80.584570122
2495 | BIRL | City of Indian Harbour Beach | N/A | IHB-02 | Datura Drive | Exfiltration trench of 300 lf retrofitted with a 12" perforated pipe with graveled. | Exfiltration Trench | Completed | 2013 | 2013 | 4.5711 | 0.66217 | B | 0.72658 | 50000 | 300 | City of IHB Stormwater Utility | $50,000 | N/A | N/A | 28.144461869 | -80.599769073
2496 | BIRL | City of Indian Harbour Beach | N/A | IHB-01 | N. Osceola Drive | Exfiltration trench of 783 lf retrofitted with a 18" perforated pipe with gravel. | Exfiltration Trench | Completed | 2013 | 2013 | 38.8044 | 5.6888 | B | 8.6162 | 60000 | 500 | City of IHB Stormwater Utility | $60,000 | N/A | N/A | 28.153839659 | -80.592325138
2514 | BIRL | City of Indian Harbour Beach | TBD | IHB-31 | Ronnie Exfiltration Extension | Extension of Project IHB-29; additional 500 ft. exfiltration pipe. | Exfiltration Trench | Planned | TBD | TBD | 18.1689 | 3.0171 | B | 2.1745 | 200000 | Not provided | Not provided | Not provided | N/A | TBD | 28.147195148 | -80.587739033
3347 | STLU | FDOT District 4 | N/A | FDOT-12 | FM# 228821-1 (East) | SR A1A Evans Crary Senior Bridge replacement. | Exfiltration Trench | Completed | 1997 | 2001 | 5.3 | 0.8 | Primary BMAP Area | 1 | Not provided | Not provided | Florida Legislature | Not provided | N/A | N/A | 27.201612634 | -80.203218338
3348 | STLU | FDOT District 4 | N/A | FDOT-11 | FM# 228821-1 (West 1 A) | SR A1A Evans Crary Senior Bridge replacement. | Exfiltration Trench | Completed | 1997 | 2001 | 10.9 | 2 | Primary BMAP Area | 2.2 | Not provided | Not provided | Florida Legislature | Not provided | N/A | N/A | 27.197163371 | -80.211747758
3349 | STLU | FDOT District 4 | N/A | FDOT-10 | FM# 228819-1 (Basin A and B) | SR A1A Ernest Lyons Bridge replacement. | Wet Detention Pond | Completed | 2003 | 2007 | 0.4 | 0.1 | Primary BMAP Area | 2 | Not provided | Not provided | Florida Legislature | Not provided | N/A | N/A | Incompatible Point | Incompatible Point
3350 | STLU | FDOT District 4 | N/A | FDOT-09 | SPN 99004-1585 (Lake 3) | Road widening of SR A1A from Sewalls Point Rd. to west of MacArthur Blvd. | Wet Detention Pond | Completed | 1998 | 2003 | 33.9 | 9.7 | Primary BMAP Area | 13.1 | Not provided | Not provided | Florida Legislature | Not provided | N/A | N/A | 27.254648357 | -80.277376975
2805 | CIRL | St. Lucie County | N/A | SLC-05 | Taylor Creek Dredging | Three-phase sediment/muck removal project totaling approximately 200,000 cubic yards. | Muck Removal/Restoration Dredging | Underway | 2021 | 2015 | Not provided | Not provided | SIRL | 12.7 | 7500000 | N/A | FIND/ DEP | $3,573,390 | N/A | Not provided | 27.466747383 | -80.330156883
2806 | CIRL | St. Lucie County | N/A | SLC-04 | Harmony Heights Stormwater Improvement | Construction of drainage system providing 75 % treatment of first 1-inch runoff. | Dry Detention Pond | Completed | 2009 | 2015 | 252.7679 | 43.5131 | SIRL | 238.743 | 10000000 | TBD | TBD | $511,838 | N/A | Not provided | 27.473101672 | -80.372332862
2807 | CIRL | St. Lucie Village | N/A | SLV-01 | Peninsula Drive | 0.75" detention storage for western half of Peninsula Drive where there was no previous treatment. | Wet Detention Pond | Completed | Not provided | 2011 | Not provided | Not provided | SIRL | 2 | Not provided | Not provided | SLV General Fund | Not provided | N/A | Not provided | 27.513 | -80.346
2808 | CIRL | St. Lucie County | N/A | SLC-02 | Street Sweeping | 470 tons/yr collected. | Street Sweeping | Ongoing | Prior to 2013 | N/A | 664 | 299.1 | SIRL | N/A | 150000 | 50000 | County | County - $50,000 | N/A | Not provided | 27.509352 | -80.397213
2809 | CIRL | Town of Indialantic | N/A | TI-01 | Education Efforts | Pamphlets, website, and fertilizer ordinance. | Education Efforts | Ongoing | Not provided | N/A | 143.56 | 21.24 | A | N/A | N/A | N/A | N/A | N/A | N/A | Not provided | 28.083864 | -80.56937
3284 | STLU | Troup-Indiantown WCD | N/A | TI-01 | C-44 Conservation Area | Not provided. | Stormwater Treatment Areas (STAs) | Completed | Not provided | 2013 | 23199 | 7496.7 | Primary BMAP Area | 9135.1 | N/A | N/A | Not provided | Not provided | N/A | Not provided | 27.086004666 | -80.43294673
3285 | STLU | Troup-Indiantown WCD | N/A | TI-02 | 90% Implementation Agricultural BMPs | All Ag BMP enrollment now included in FDACS-01. | Agricultural BMPs | Canceled | N/A | 2013 | N/A | N/A | Primary BMAP Area | N/A | N/A | N/A | N/A | N/A | N/A | Not provided | N/A | N/A
3286 | STLU | Town of Sewall's Point | N/A | SP-30 | Indialucie | Installation of exfiltration system in wet retention area. | Exfiltration Trench | Completed | Not provided | 2014 | 11 | 1.8 | Primary BMAP Area | 31.1 | Not provided | N/A | Town | Not provided | N/A | Not provided | 27.204662 | -80.205413
3287 | STLU | FDACS | Agricultural Producers | FDACS-01 | BMP Implementation and Verification | Enrollment and verification of BMPs by agricultural producers. Reductions based on WaSH model. Acres treated based on FDACS OAWP December 2020 Enrollment and FSAID VII. | Agricultural BMPs | Ongoing | N/A | N/A | 243816 | 42580 | Primary BMAP Area | 241229.8459 | N/A | N/A | FDACS | TBD | N/A | N/A | Not provided | Not provided
3288 | STLU | Town of Sewall's Point | SFWMD | SP-06 | Via Lucindia | Installation of exfiltration pipe. | Exfiltration Trench | Completed | Not provided | 2000 | N/A | N/A | Primary BMAP Area | 2.7 | Not provided | N/A | Town/ SFWMD | Not provided | N/A | Not provided | Incompatible Point | Incompatible Point
2641 | CIRL | Sebastian River Improvement District | N/A | SRID-05 | Water Conservation | Large regional water conservation/ storage areas. | Off-line Retention BMPs | Planned | Not provided | TBD | TBD | TBD | SEB | TBD | TBD | TBD | SRID | TBD | N/A | Not provided | Not provided | Not provided
2642 | BIRL | City of Satellite Beach | DEP | SB-08 | Desoto Exfiltration | Existing exfiltration pipe in middle of Desoto Treatment Train. | Exfiltration Trench | Completed | 2011 | 2013 | 35.11 | 5.16 | B | 7.8 | N/A | TBD | DEP | TBD | G0082 | N/A | 28.165614246 | -80.598667484
2643 | CIRL | Sebastian River Improvement District | N/A | SRID-03 | Muck Removal | Vegetation and sediment/muck removal from canals. | Stormwater System Rehabilitation | Ongoing | Not provided | N/A | Not provided | Not provided | SEB | Not provided | Not provided | Not provided | SRID | Not provided | N/A | Not provided | Not provided | Not provided
2644 | BIRL | City of Satellite Beach | DEP | SB-09 | Jamaica Blvd. Ponds | Wet pond. | Wet Detention Pond | Completed | 2011 | 2013 | 527.0474 | 165.3157 | B | 216.2 | TBD | TBD | DEP | TBD | WM840 | N/A | 28.16505438 | -80.594565843
2645 | CIRL | Sebastian River Improvement District | N/A | SRID-01 | 2-Inch Rule | Establishment of two-inch discharge rule. | Regulations, Ordinances, and Guidelines | Ongoing | Not provided | N/A | N/A | N/A | SEB | N/A | N/A | N/A | N/A | N/A | N/A | Not provided | Not provided | Not provided
2646 | CIRL | Brevard County | W. Melbourne/ Grant-Valkaria/ Malabar/ Melbourne/ Cocoa/ IHB/ Sat. Beach/ Cocoa Beach/ Cape Canaveral | BC-05 | Education Efforts | FYN, fertilizer and pet waste ordinances, public service announcements (PSAs), pamphlets, website, illicit discharge program. | Education Efforts | Ongoing | Not provided | N/A | 2230.56 | 335.28 | A | N/A | 90000 | N/A | County | N/A | N/A | Not provided | 28.010616 | -80.626889
2647 | CIRL | Brevard County | N/A | BC-04 | Church Street Pond Cleanout | Removed vegetation from pond. | BMP Cleanout | Completed | Not provided | 2014 | 137 | 25.5 | SEB | 172 | Not provided | Not provided | County | Not provided | N/A | Not provided | 27.863830824 | -80.500112699
2648 | CIRL | Brevard County | N/A | BC-03 | Melbourne Shores Ponds | This pond helps alleviate flooding in the south beaches and cleans the stormwater runoff from a 135.9 acre drainage basin. | Wet Detention Pond | Completed | Not provided | 2004 | 192.984 | 69.8796 | A | 135.9 | 939543 | Not provided | County | N/A | N/A | Not provided | 27.961279027 | -80.509778457
2649 | CIRL | Brevard County | N/A | BC-02 | Oak Street Drainage Improvements | Swale and baffle box. | BMP Treatment Train | Completed | 2002 | 2003 | 0.26275 | 0.59842 | A | 0.3 | 660285 | Not provided | Not provided | Not provided | Not provided | Not provided | 28.053071352 | -80.55329935
2650 | CIRL | Brevard County | N/A | BC-01 | Tadlock and Goat Creek Baffle Box | Upgraded a 1st generation to a 2nd generation baffle box by adding the nutrient separating screen. | Baffle Boxes- Second Generation | Completed | 2000 | 2000 | 40.4198 | 5.6055 | A | 22.1 | 43811 | 1000 | N/A | N/A | N/A | Not provided | 27.967198611 | -80.548131047
2651 | BIRL | City of Satellite Beach | DEP | SB-02 | Jackson Exfiltration | Exfiltration pipe. | Exfiltration Trench | Completed | 2011 | 2013 | 37.1699 | 5.3799 | B | 8.2 | N/A | TBD | City/ DEP | TBD | N/A | N/A | 28.182881608 | -80.595856069
2652 | BIRL | City of Satellite Beach | DEP | SB-01 | Jackson Exfiltration | Exfiltration pipe. | Exfiltration Trench | Completed | 2011 | 2013 | 0 | 0 | B | 24.7 | TBD | TBD | City/ DEP | TBD | N/A | N/A | 28.183302299 | -80.598923265
2653 | BIRL | City of Indian Harbour Beach | N/A | IHB-36 | Save Our Lagoon Park | Wet detention pond, perhaps other LID features. | Wet Detention Pond | Canceled | N/A | N/A | N/A | N/A | N/A | N/A | N/A | N/A | N/A | N/A | N/A | N/A | N/A | N/A
2654 | BIRL | City of Indian Harbour Beach | SOIRL/ State Legislature | IHB-35 | Muck Dredging | Muck dredging along major canals, including Grand Canal. | Muck Removal/Restoration Dredging | Underway | 2018 | 2025 | TBD | TBD | B | N/A | 10380000 | TBD | SOIRL/ State Legislature | SOIRL - $9,100,000/ State Legislature - $500,000 | N/A | TBD | 28.16421184 | -80.60761854
2655 | CIRL | Sebastian River Improvement District | N/A | SRID-04 | Education Efforts | Permit manual on website that encourages the use of BMPs. | Education Efforts | Ongoing | Not provided | N/A | N/A | N/A | SEB | N/A | N/A | N/A | N/A | N/A | N/A | Not provided | Not provided | Not provided
2656 | BIRL | City of Satellite Beach | Not provided | SB-20 | Education Efforts | FYN; landscape, irrigation, fertilizer, and pet waste ordinances; public service announcements (PSAs); pamphlets; website; Illicit Discharge Program. | Education Efforts | Ongoing | 2012 | N/A | 874.56 | 129.6 | B | N/A | N/A | 5000 | City | City - $5,000 | N/A | N/A | 28.17666127 | -80.59771521
2657 | CIRL | Indian River County | DEP | IRC-06 | PC South (Osprey Marsh) Algal Nutrient Removal Facility | Nutrient removal from measured data. | Regional Stormwater Treatment | Completed | Not provided | 2016 | 10392 | 1301 | B | 9781.8789 | 10000000 | 739805 | DEP | Not provided | G0353 | Not provided | 27.583138626 | -80.444509259
2658 | CIRL | Indian River County | DEP | IRC-05 | Egret Marsh Stormwater Park | Nutrient removal from measured data. | Regional Stormwater Treatment | Completed | Not provided | 2010 | 8550 | 2331 | B | 10104.2434 | 7563274 | 200189 | DEP | Not provided | G0143 | Not provided | 27.599603445 | -80.511726386
4145 | WEKR | City of Mount Dora | Not provided | MD-04 | 5th Ave. and Rossiter NSBB Installation | Install Suntree NSBB at 5th Ave. and Rossiter discharge into Lake Franklin, which is isolated spring-fed lake. | Baffle Boxes- Second Generation | Completed | Prior to 2015 | Prior to 2015 | 64 | 26 | Outside Springshed | Not provided | Not provided | Not provided | Not provided | Not provided | Not provided | Not provided | 28.800427 | -81.632105
4146 | WEKR | Lake County | Not provided | LC-03 | Mt. Plymouth Lakes | Property consists of 184 acres of lake bottom and associated uplands in plat of Mt. Plymouth. | Land Acquisition | Completed | 2006 | 2007 | N/A | N/A | Outside Springshed | 184 | Not provided | N/A | Not provided | Not provided | N/A | Not provided | 28.806964 | -81.527528
4147 | WEKR | City of Mount Dora | Not provided | MD-13 | Pipe Lining 2007, 2008, 2009, and 2010 | Pipe lining from 2007 through 2010. | Sanitary Sewer and Wastewater Treatment Facility (WWTF) Maintenance | Completed | Prior to 2015 | Prior to 2015 | Not provided | Not provided | Outside Springshed | N/A | 705907 | Not provided | Not provided | Not provided | Not provided | Not provided | 28.807850 | -81.636514
4406 | LSJM | FDACS | Agricultural Producers | AG-06 | Agriculture | Agricultural owner-implemented BMPs. Credits based on BMP enrollment reported as of July 2020. | Agricultural BMPs | Ongoing | Not provided | N/A | 35528 | 2496 | Marine | 12967 | Not provided | Not provided | FDACS | Not provided | N/A | Not provided | Not provided | Not provided
4407 | LSJM | FDACS | Agricultural Producers | AG-07 | Agriculture | Cost Share BMPs in the freshwater section (Tri-County Agricultural Area Water Management Partnership) as of 2020. | Agricultural BMPs | Ongoing | Not provided | N/A | 102766 | 26776 | Freshwater | 29233 | Not provided | Not provided | FDACS/ DEP/ Local Growers | Not provided | Not provided | Not provided | Not provided | Not provided
4408 | LSJM | CCUA Aggregate | SJRWMD | CCUA-06 | Doctor's Lake Phosphorus Removal - Fleming Island WWTF (FL0043834) Pilot Project | SJRWMD-funded and managed pilot project to remove phosphorus from the Fleming Island WWTF discharge. | WWTF Nutrient Reduction | Completed | 2019 | 2020 | TBD | TBD | Marine | N/A | Not provided | Not provided | SJRWMD | Not provided | N/A | Not provided | 30.09242478 | -81.72115261
4409 | LSJM | COJ/ FDOT MS4 | FDOT | COJ-147 | COJ MS4 FLS000012 | FDOT water quality credit agreement with COJ-122b. | Credit Trade | Completed | 2015 | 2015 | -23254 | N/A | Marine | N/A | N/A | N/A | N/A | N/A | N/A | Not provided | 30.3098124604 | -81.671008589
4410 | LSJM | COJ/ FDOT MS4 | JEA | COJ-148 | COJ MS4 FLS000012 | COJ Biltmore septic tank phase out project. | OSTDS Phase Out | Underway | 2019 | 2021 | TBD | TBD | Marine | N/A | 16000000 | Not provided | COJ/ JEA | Not provided | Not provided | Not provided | 30.3657937549 | -81.7405747938
4411 | LSJM | COJ/ FDOT MS4 | JEA | COJ-149 | COJ MS4 FLS000012 | Beverly Hills West septic tank phase out project. | OSTDS Phase Out | Underway | 2019 | 2022 | TBD | TBD | Marine | N/A | 18000000 | Not provided | COJ/ JEA | Not provided | Not provided | Not provided | 30.4158940107 | -81.7080528907
3723 | SILV | City of Ocala | N/A | S174 | Public Education and Outreach Activities | Outreach program (2 % credit) to residents of the City of Ocala that enhances knowledge and awareness of stormwater management. Includes PSAs; pamphlets; website; and inspection program. FYN credit of 3%. | Education Efforts | Ongoing | Not provided | N/A | 986 | N/A | Silver Springs PFA | N/A | Not provided | Not provided | City of Ocala | Not provided | N/A | Not provided | Not provided | Not provided
3724 | SILV | Villages Center CDD | N/A | S173 | Public Education and Outreach Activities | Outreach program (1 % credit) to residents of The Villages that enhances knowledge and awareness of stormwater management. Includes PSAs; pamphlets; website; and inspection program. | Education Efforts | Ongoing | Not provided | N/A | 257 | N/A | Silver Springs Basin | N/A | Not provided | Not provided | Village Center CDD | Not provided | N/A | N/A | Not provided | Not provided
3725 | SILV | City of Wildwood | N/A | S172 | Public Education and Outreach Activities | Outreach program (1 % credit) to residents of City of Wildwood that enhances knowledge and awareness of stormwater management. Includes SWFWMD requirements for water conservation and FFL recommendations for fertilizing and irrigating landscapes. | Education Efforts | Ongoing | Not provided | N/A | 43 | N/A | Silver Springs Basin | N/A | Not provided | Not provided | City of Wildwood | Not provided | N/A | N/A | 28.858275161276673 | -82.03228760198989
2523 | BIRL | City of Indian Harbour Beach | TBD | IHB-22 | Kristi & Pinetree Dr. Swale | 1000' long swale along Pinetree Dr.; swales with blocks or raised culverts. | Grass swales with swale blocks or raised culverts | Planned | TBD | TBD | 38.9289 | 6.3325 | B | 3.623 | 20000 | TBD | TBD | TBD | N/A | TBD | 28.148647252 | -80.598290672
2524 | BIRL | City of Cocoa Beach | N/A | CB-25 | Palm Ave. Swale | Grass swale providing 1.10 inches of retention. | Grass Swales without Swale Blocks or Raised Culverts | Completed | 2001 | 2002 | 2.9474 | 0.46277 | B | 0.83339 | 4640 | 120 | City | $4,640 | N/A | N/A | 28.365911402 | -80.605321864
2525 | BIRL | City of Indian Harbour Beach | N/A | IHB-20 | Oars and Paddles Dry Pond | Dry detention with BAM. | Dry Detention Pond | Canceled | N/A | N/A | N/A | N/A | N/A | N/A | N/A | N/A | N/A | N/A | N/A | N/A | N/A | N/A
2526 | BIRL | City of Indian Harbour Beach | SOIRL | IHB-19 | Gleason Park Irrigation Phase 2 | Expansion of irrigation in Gleason Park. | Stormwater Reuse | Completed | 2017 | 2017 | 31.3 | 5.9 | B | 128.8767 | 11000 | N/A | City of IHB Stormwater Utility/ SOIRL | SOIRL - $4,224 | N/A | N/A | 28.141981772 | -80.591261594
2527 | BIRL | City of Indian Harbour Beach | N/A | IHB-18 | Inwood Lane Exfiltration | Exfiltration with 0.091" of retention in Inwood Lane. | Exfiltration Trench | Completed | 2016 | 2016 | 31.5351 | 4.6299 | B | 7.7236 | 43925.55 | N/A | City of IHB Stormwater Utility | Not provided | N/A | N/A | 28.156367221 | -80.602189794
2528 | BIRL | City of Indian Harbour Beach | N/A | IHB-17 | Fire Station Exfiltration | Exfiltration with 0.38" of retention, implemented prior to IHB-11. | Exfiltration Trench | Completed | 2016 | 2016 | 16.417 | 2.292 | B | 2.7948 | 33767.25 | N/A | City of IHB Stormwater Utility | Not provided | N/A | N/A | 28.152203394 | -80.594792743
2529 | BIRL | City of Indian Harbour Beach | N/A | IHB-16 | Indian Harbour Beach Condo Pond | N/A. | Dry Detention Pond | Canceled | N/A | N/A | N/A | N/A | N/A | N/A | N/A | N/A | City of IHB Stormwater Utility | N/A | N/A | N/A | N/A | N/A
2530 | BIRL | City of Indian Harbour Beach | N/A | IHB-15 | Andros Lane Exfiltration | Exfiltration with 0.066" of retention in Andros Lane. | Exfiltration Trench | Completed | 2014 | 2014 | 0 | 0 | B | 8.73 | 20120 | N/A | City of IHB Stormwater Utility | Not provided | N/A | N/A | 28.146238668 | -80.602556243
2531 | BIRL | City of Indian Harbour Beach | N/A | IHB-14 | Lime Bay Exfiltration | Exfiltration with 0.014" of retention in Lime Bay subdivision. | Exfiltration Trench | Completed | 2014 | 2014 | 0 | 0 | B | 31.22 | 88739.6 | N/A | City of IHB Stormwater Utility | Not provided | N/A | N/A | 28.167062506 | -80.604401062
2532 | BIRL | City of Indian Harbour Beach | N/A | IHB-13 | Yuma Drive Exfiltration | Exfiltration with 0.064" of retention in Yuma Dr. | Exfiltration Trench | Completed | 2014 | 2014 | 0 | 0 | B | 11.15 | 167837.6 | N/A | City of IHB Stormwater Utility | Not provided | N/A | N/A | 28.149141444 | -80.593221346
2533 | BIRL | City of Indian Harbour Beach | N/A | IHB-12 | School Road at Park Drive | Exfiltration with 0.065" of retention in Park Dr. | Exfiltration Trench | Completed | 2013 | 2013 | 0 | 0 | B | 15.8 | 59810.2 | N/A | City of IHB Stormwater Utility | Not provided | N/A | N/A | 28.153125374 | -80.589419634
2534 | BIRL | City of Indian Harbour Beach | N/A | IHB-11 | Fire Station Dry Pond | Dry detention pond with 0.62" of retention in the intersection of Pinetree Dr and Banana River Dr. Previously called "Fire Station Exfiltration." | Dry Detention Pond | Completed | 2013 | 2013 | 2.4394 | 0.34057 | B | 2.8 | 11481 | N/A | City of IHB Stormwater Utility | $11,481 | N/A | N/A | 28.152203394 | -80.594792743
2535 | BIRL | City of Indian Harbour Beach | TBD | IHB-23 | Wimico Drive Swale | Retention swale, perhaps with BAM, along Wimico Dr.; swales with blocks or raised culverts. | Grass swales with swale blocks or raised culverts | Planned | TBD | TBD | 22.9814 | 3.3752 | B | 2.5127 | 50000 | TBD | TBD | TBD | N/A | TBD | 28.155135052 | -80.595295999
2536 | BIRL | Brevard County | N/A | BC-01 | Education Efforts | Florida Yards and Neighbors (FYN); landscape, irrigation, fertilizer, and pet waste ordinances; public service announcements (PSAs); pamphlets; website; Illicit Discharge Program. | Education Efforts | Ongoing | 2003 | N/A | 106.56 | 15.12 | A | N/A | N/A | 40000 | Utility Fee | N/A | N/A | N/A | 28.51274 | -80.61795
2537 | BIRL | City of Cocoa Beach | N/A | CB-27 | Minutemen/ PW Complex Swale | Grass swale providing 0.29 inches of retention. | Grass Swales without Swale Blocks or Raised Culverts | Completed | 2003 | 2003 | 6.4158 | 0.87558 | B | 5.1497 | 9315 | 3000 | City | $9,315 | N/A | Not provided | 28.318083299 | -80.632786547
3435 | STLU | North St. Lucie River WCD | St. Lucie River Issues Team (SLRIT) | NSLRWCD-01 | SLRIT Grant 2000–2001: Vegetation Control & Bank Restoration | Installation of C-25 diversion structure which regulates flow from the North St. Lucie River Water Control District (NSLRWCD) C-44/ North Emergency Relief Canal to SFWMD C-25. In addition, installation of 3 risers with adjustable gates. | Control Structure | Completed | Not provided | 2003 | 1547.8 | 0 | Primary BMAP Area | 4173 | 929000 | Not provided | NSLRWCD/ SLRIT | Not provided | N/A | Not provided | 27.423991097 | -80.460346202
3436 | STLU | Martin County | N/A | MC-33 | Hoke Library Rain Garden | Not provided. | LID- Rain Gardens | Completed | Not provided | 2015 | Not provided | Not provided | Primary BMAP Area | Not provided | 4372 | Not provided | Not provided | Not provided | N/A | Not provided | Not provided | Not provided
3437 | STLU | Martin County | FDACS | MC-32 | Danforth Creek HWTT | HWTT serving 2,522 upstream acres in the Danforth Creek watershed. | Hybrid wetland treatment technology (HWTT) | Completed | 2013 | 2016 | 5311.5 | 1286.7 | Primary BMAP Area | 2419 | 3000000 | Not provided | FDACS | $3,000,000 | N/A | Not provided | 27.153150547 | -80.307573915
4261 | RAIN | Marion County Office of the County Engineer | Marion County Stormwater Section/ SWFWMD | R062 | Sa–Te–Ke Village Stormwater Retrofit | Construction of retention storage along the Rainbow River to treat direct discharge to the river from a culvert discharging along SW 183rd Court and SW 102nd St. | On-line Retention BMPs | Completed | 2011 | 2011 | 0.513 | 2.6 | Rainbow Springs Basin | 6.4 | 73512 | 484.5 | Marion County Stormwater Assessment/ SWFWMD | Marion County Stormwater Assessment - $42,496/ SWFWMD - $18,245 | N/A | 11C00000033 | 29.0781233 | -82.4243208
4215 | RAIN | Management Strategies | DEP | OSTDS01 | Enhancement of Existing OSTDS – Voluntary | Voluntary repair, upgrade, replacement, drainfield modification, addition of effective nitrogen reducing features, initial connection to a central sewerage system, or other action to reduce nutrient loading. | Onsite Sewage Treatment and Disposal System (OSTDS) Enhancement | Planned | 2018 | N/A | TBD | N/A | Rainbow Springs Basin – outside PFA | N/A | TBD | N/A | DEP | TBD | TBD | Not provided | N/A | N/A
4216 | RAIN | Management Strategies | DEP | OSTDS02 | Enhancement of Existing OSTDS – Required | Required repair, upgrade, replacement, drainfield modification, addition of effective nitrogen reducing features, initial connection to a central sewerage system, or other action taken to comply with the OSTDS Remediation Plan. | Onsite Sewage Treatment and Disposal System (OSTDS) Enhancement | Planned | TBD | TBD | TBD | N/A | Rainbow Springs PFA | N/A | TBD | N/A | DEP | TBD | TBD | Not provided | N/A | N/A
4217 | RAIN | Florida Governmental Utility Authority | SWFWMD | R102 | Chatmire Septic to Sewer Project | The primary objective of the project is to design and construct a sanitary sewer system which will remove from service approximately 210 septic tanks from the associated single family residential lots. | OSTDS Phase Out | Underway | 2019 | 2023 | 1729.774 | N/A | Rainbow Springs Basin | N/A | Not provided | Not provided | Not provided | Not provided | Not provided | Not provided | 29.116 | -82.45
4218 | RAIN | City of Williston | N/A | R088 | Northwood Estates Septic–to–Sewer | Connection of 35 residential properties in Northwood Estates to the City of Williston central sewer system. Canceled in 2018 due to unfavorable cost to benefit ratio. | OSTDS Phase Out | Canceled | 2018 | 2019 | 255.3476 | N/A | Rainbow Springs Basin | N/A | 2500000 | Not provided | Springs Funding/ City In–kind Services | N/A | Not provided | Not provided | 29.40067 | -82.44396
4219 | RAIN | SWFWMD | Howard T. Odum Florida Springs Institute | R032 | Springs Awareness Week – Springs Neighborhood Challenge | One–day workshop taught participants about water quality issues specific to Rainbow Springs and Crystal River/Kings Bay. Main focus was proper fertilizer application. | Education Efforts | Completed | 2011 | 2011 | N/A | N/A | Rainbow Springs Basin | N/A | 3000 | N/A | SWFWMD | $3,000 | N/A | Not provided | TBD | TBD
4220 | RAIN | City of Dunnellon | N/A | R081 | Dunnellon City Beach | Proposed project located at Dinkins Park/City Beach. The project would construct a riverwalk along the Rainbow River and provide for water quality for untreated stormwater runoff that currently sheetflows into the Rainbow River. | Regional Stormwater Treatment | Completed | 2018 | 2018 | Not provided | N/A | Rainbow Springs Basin | 1.15 | 110000 | 12000 | City of Dunnellon | $110,000 | N/A | Not provided | 29.0474 | -82.4575
4221 | RAIN | SWFWMD | UF–IFAS | R082 | Composting at Animal Stock Facilities | This research project will evaluate the nutrient removal efficiency from composting equine waste stream and will investigate leaching efficiency for manure stockpiling and composting facilities. | Study | Planned | 2017 | 2019 | N/A | N/A | Rainbow Springs Basin | 175000 | Not provided | N/A | SWFWMD | Not provided | N/A | Not provided | TBD | TBD
4384 | HAMO | City of Lake Helen | Volusia County | LH-03 | Connecticut Avenue Exfiltration | Retrofit project to treat runoff from the Connecticut Avenue drainage basin prior to discharging to Lake Helen. | Exfiltration Trench | Completed | Not provided | Prior to 2018 | Not provided | Not provided | N/A | 3.2 | Not provided | Not provided | Not provided | Not provided | N/A | Not provided | Not provided | Not provided
4385 | HAMO | City of Lake Helen | Volusia County | LH-04 | Tangerine Avenue Bioswale | Retrofit project to treat runoff from the Tangerine drainage basin prior to discharging to Lake Helen. | Bioswales | Underway | Not provided | 2020 | TBD | TBD | N/A | 1.5 | 40000 | 3000 | City of Lake Helen | Not provided | N/A | Not provided | Not provided | Not provided
4386 | HILL | City of Tampa | N/A | COT-046 | Hamilton Creek Water Quality Improvements | Rehabilitation of 5-pond configuration treatment train for water quality improvements to Hamilton Creek and the Lower Hillsborough River. | FIB- Stormwater | Planned | Not provided | 2021 | N/A | N/A | Lower Hillsborough River | N/A | 500000 | Not provided | City of Tampa | Not provided | Not provided | Not provided | Not provided | Not provided
4387 | HILL | City of Tampa | N/A | COT-047 | Lake Roberta Dredge | Dredge project for the removal of sediment and muck to improve drainage and water quality. | FIB- Stormwater | Completed | Not provided | 2019 | N/A | N/A | Lower Hillsborough River | N/A | 400000 | Not provided | City of Tampa | Not provided | Not provided | Not provided | Not provided | Not provided
4388 | HILL | City of Tampa | N/A | COT-048 | Robles Park Pump Station | Pump station rehabilitation located in Robles Park. | FIB- Stormwater | Completed | Not provided | 2019 | N/A | N/A | Lower Hillsborough River | N/A | 1200000 | Not provided | City of Tampa | Not provided | Not provided | Not provided | Not provided | Not provided
4389 | HILL | City of Tampa | N/A | COT-049 | New Orleans/11th Street | Project consists of the construction of a dry pond to retain runoff and alleviate flooding. | FIB- Stormwater | Completed | Not provided | 2018 | N/A | N/A | Lower Hillsborough River | N/A | 100000 | Not provided | City of Tampa | Not provided | Not provided | Not provided | Not provided | Not provided
5051 | WEEK | Pasco County | SWFWMD | PC-01 | Central Pasco County Beneficial Water Reuse Project | Design, permit, and construct a wetland infiltration system that uses up to 5 MGD surplus reclaimed water quality polishing and up to 1.6 MGD groundwater recharge to the Upper Floridan Aquifer. | WWTF Diversion to Reuse | Completed | 2015 | 2018 | 49314 | N/A | Pasco County | 176 | 13224955 | 200000 | SWFWMD/ County | $7,122,373 | N/A | Not provided | Not provided | Not provided
5052 | WEEK | Pasco County | DEP/ SWFWMD | PC-02 | Crews Lake Natural Systems Restoration Project | Infrastructure to provide reclaimed water and restore ~ 200 acres of wetlands around Crews Lake. Nutrient flows to the RIBs will be diverted to the Crews Lake site where biological processes will remove nitrogen. Canceled in 2019. | WWTF Diversion to Reuse | Canceled | 2017 | 2021 | 53272 | N/A | Pasco County | 200 | 8497770 | Not provided | DEP/ SWFWMD/ County | DEP - $4,248,885/ SWFWMD - $2,124,442/ County - $2,124,443 | Not provided | Not provided | Not provided | Not provided
5053 | WEEK | Pasco County | N/A | PC-03 | Street Sweeping | This project includes street sweeping in 500,000 square feet in collector roads, located within the springsheds. Six sweeping events a year. | Street Sweeping | Planned | 2019 | 2021 | 100 | N/A | Pasco County | TBD | 10000 | 10000 | Pasco County | County - $10,000 | N/A | Not provided | Not provided | Not provided
3853 | WAKU | Federal Correctional Institute | N/A | FCI-002 | No Fertilizer Use | Fertilizer is not applied on facility grounds. | Fertilizer Cessation | Completed | Not provided | 2015 | TBD | N/A | Inside Springshed | N/A | N/A | N/A | N/A | N/A | N/A | Not provided | Not provided | Not provided
3854 | WAKU | Federal Correctional Institute | N/A | FCI-001 | NPDES MS4 Permit | Stormwater system inspection and maintenance. | Stormwater System Rehabilitation | Completed | Not provided | 2015 | N/A | N/A | Inside Springshed | Not provided | N/A | N/A | N/A | N/A | N/A | Not provided | Not provided | Not provided
3855 | WAKU | FDOT District 3 | N/A | FDOT-004 | Avoidance of Mapped Karst Caves | Avoid constructing ponds directly over mapped karst caves by providing a 300 foot buffer. | Regulations, Ordinances, and Guidelines | Ongoing | 2015 | N/A | N/A | N/A | PFA1, PFA2 | N/A | Not provided | Not provided | Florida Legislature | N/A | N/A | N/A | 30.377645 | -84.294403
3856 | WAKU | Leon County | NWFWMD/ DEP/ Blueprint | LC-001 | Sewering in PSPZ | Identified as a target area for sewer in the sewer master plan and the water and sewer interlocal agreement with the city. Funded through the county’s share of the Blueprint Water Quality Funding subject to annual budget and appropriation. | OSTDS Phase Out | Underway | 2020 | 2026 | TBD | N/A | PFA1 | N/A | 24500000 | N/A | NWFWMD/ DEP/ Blueprint | Not provided | N/A | Not provided | 30.471396 | -84.265821
3857 | WAKU | Leon County | N/A | LC-016 | Irrigation Ordinance | Irrigation ordinance. | Regulations, Ordinances, and Guidelines | Ongoing | 2015 | N/A | 188 | N/A | PFA1 | N/A | N/A | N/A | Leon County | N/A | N/A | Not provided | 30.471396 | -84.265821
3858 | WAKU | Leon County | N/A | LC-027 | Litter Control Program | Maintain 346 miles of rights-of-way, collecting 81.01 tons of waste. | Education Efforts | Ongoing | 2015 | N/A | TBD | N/A | PFA1 | N/A | N/A | N/A | Leon County | N/A | N/A | Not provided | 30.471396 | -84.265821
3859 | WAKU | Leon County | N/A | LC-025 | Eight Mile Pond | Acquisition of 132 acres immediately upstream of Ames Sink to preserve/protect the sink. | Land Acquisition | Completed | 2009 | Prior to 2013 | N/A | N/A | PFA1 | Not provided | N/A | N/A | Leon County | N/A | N/A | Not provided | 30.32715 | -84.306316
3871 | WAKU | Leon County | N/A | LC-013 | Low-Impact Development | Develop low impact development incentives to reduce nitrogen loading to surface waters and ground water. | Regulations, Ordinances, and Guidelines | Ongoing | 2014 | N/A | N/A | N/A | PFA1 | N/A | N/A | N/A | Leon County | N/A | N/A | Not provided | 30.471396 | -84.265821
3872 | WAKU | Leon County | N/A | LC-012 | Lake Munson Erosion and Flood Protection Upgrades | Removed 15-acre nutrient sediment dam in 2002, stabilized Munson Slough, and repaired the dam for stabilization of lake hydroperiod. Original credit of 93,299 lbs-TN/yr. Project was completed before 2013 and is not eligible for credit in the 2018 BMAP. | Hydrologic Restoration | Completed | 2002 | Prior to 2013 | N/A | N/A | PFA1 | 37267 | 7200000 | N/A | Not provided | Not provided | N/A | Not provided | 30.387464 | -84.313183
3289 | STLU | FDOT District 4 | N/A | FDOT-57 | Fertilizer Application Cessation | No longer applying routine fertilizer. | Fertilizer Cessation | Completed | 2016 | 2016 | 23881 | 5970 | Primary BMAP Area | N/A | Not provided | Not provided | Florida Legislature | Not provided | N/A | N/A | 27.228765 | -80.391339
3290 | STLU | City of Fort Pierce | N/A | FP-10 | North 2nd St. (Seaway Dr. North to Taylor Creek Marina) | Project entails complete reconstruction of 2nd Street including drainage conveyance/storage, utility upgrades and replacement, roadway widening and reconstruction, sidewalk on west side, and landscaping and lighting improvements. | Wet Detention Pond | Completed | N/A | 2017 | N/A | N/A | Special Project BMAP Area | Not provided | 1909176 | Not provided | Not provided | Not provided | N/A | Not provided | Incompatible Point | Incompatible Point
3291 | STLU | City of Fort Pierce | DEP | FP-09 | Veterans Park Stormwater Improvements | Improvements to existing stormwater facility to incorporate BMPs along with pervious parking, lake construction, and bio swales. | BMP Treatment Train | Completed | N/A | 2016 | N/A | N/A | Special Project BMAP Area | 44.1 | 2367000 | Not provided | DEP | $807,500 | SO696/ G0417 | Not provided | Incompatible Point | Incompatible Point
3292 | STLU | City of Fort Pierce | N/A | FP-08 | South Beach Baffle Boxes | Not provided. | Baffle Boxes- First Generation | Completed | N/A | 2005 | N/A | N/A | Special Project BMAP Area | 128 | 557003 | Not provided | Not provided | Not provided | N/A | Not provided | Incompatible Point | Incompatible Point
2628 | CIRL | City of Vero Beach | N/A | VB-16 | Deep Injection Well | Not provided. | Wastewater - Injection Well | Completed | Not provided | 2010 | 15158 | 1403 | B | Not provided | Not provided | Not provided | COVB | Not provided | N/A | Not provided | Not provided | Not provided
2629 | CIRL | City of Vero Beach | N/A | VB-15 | Royal Palm Pointe | Not provided. | Baffle Boxes- First Generation | Completed | Not provided | 2001 | 1.4245 | 0.89771 | B | Not provided | Not provided | Not provided | COVB | Not provided | N/A | Not provided | 27.647806284 | -80.37873007
2630 | CIRL | City of Vero Beach | N/A | VB-14 | Lantana Lane | Not provided. | Pervious Pavement Systems | Canceled | Not provided | 2014 | N/A | N/A | B | 38.4 | Not provided | Not provided | COVB | Not provided | N/A | Not provided | 27.627821006 | -80.356447065
2631 | CIRL | City of West Melbourne | N/A | WM-03 | Stratford Point | Not provided. | Wet Detention Pond | Completed | Not provided | 2004 | 22.6287 | 6.2117 | A | 83.7 | Not provided | Not provided | Not provided | Not provided | N/A | Not provided | 28.053568049 | -80.657818487
2939 | CIRL | City of Sebastian | N/A | SEB-10 | Fertilizer Ordinance | Ordinance. | Regulations, Ordinances, and Guidelines | Ongoing | Not provided | N/A | 309.1 | 44.505 | SEB | N/A | N/A | N/A | N/A | Not provided | N/A | Not provided | Not provided | Not provided
2940 | CIRL | City of Sebastian | N/A | SEB-09 | Schumann Park Improvements | Not provided. | Dry Detention Pond | Completed | Not provided | 2009 | 3.6663 | 0.51325 | SEB | 4.1 | Not provided | Not provided | Not provided | Not provided | N/A | Not provided | 27.779108192 | -80.466306186
2941 | CIRL | City of Sebastian | DEP | SEB-08 | Collier Canal Stormwater Retrofit | Not provided. | Wet Detention Pond | Completed | Not provided | 2010 | 1655.253 | 444.1286 | SEB | 531.6 | Not provided | Not provided | DEP | Not provided | G0235 | Not provided | 27.796205772 | -80.491019906
2942 | CIRL | City of Sebastian | DEP | SEB-07 | Periwinkle Drive Stormwater | Not provided. | Wet Detention Pond | Completed | Not provided | 2008 | 4.8222 | 1.1992 | SEB | 47.5 | Not provided | Not provided | DEP | Not provided | G0200 | Not provided | 27.756849623 | -80.480250151
2943 | CIRL | City of Sebastian | N/A | SEB-06 | Indian River Drive & Davis Street Baffle Box | Not provided. | Baffle Boxes- First Generation | Completed | Not provided | 2009 | 1.137 | 0.74964 | SEB | 21.8 | Not provided | Not provided | Not provided | Not provided | N/A | Not provided | 27.8262698 | -80.474238107
2944 | CIRL | City of Sebastian | N/A | SEB-05 | Twin Ditches Stormwater Retrofit | Not provided. | Wet Detention Pond | Completed | Not provided | 2007 | 240.6815 | 126.502 | SEB | 176.6 | Not provided | Not provided | Not provided | Not provided | N/A | Not provided | 27.808155577 | -80.485429146
2945 | CIRL | City of Sebastian | N/A | SEB-14 | STEP Septic System | Not provided. | Onsite Sewage Treatment and Disposal System (OSTDS) Enhancement | Canceled | N/A | N/A | N/A | N/A | SEB | N/A | N/A | N/A | N/A | N/A | N/A | Not provided | N/A | N/A
2946 | CIRL | City of Palm Bay | N/A | PB-11 | Powell's Subdivision Paving & Drainage Improvements | Not provided. | Wet Detention Pond | Completed | Not provided | 2000 | 176.0512 | 82.4304 | A | 123.557 | 147478 | Not provided | Not provided | Not provided | N/A | Not provided | 28.053557807 | -80.600763761
2665 | CIRL | Fort Pierce Farms WCD | N/A | FPF-01 | Swale Along Canal 1 Top of Bank (SLRIT Grant 2006-07) | Grassed swale constructed along Canal 1 top of bank, immediately upstream of IRL, to collect stormwater runoff and provide some water quality benefit. Project addressed previous area of bank erosion. | Grass swales without swale blocks or raised culverts | Completed | Not provided | Prior to 2013 | Not provided | Not provided | SIRL | 0.19 | Not provided | Not provided | Not provided | Not provided | N/A | Not provided | 27.474609814 | -80.341851942
2666 | BIRL | City of Satellite Beach | DEP | SB-07 | Desoto Exfiltration | Existing exfiltration pipe at east end of Desoto pipes (wrapped pipe). | Exfiltration Trench | Completed | 2011 | 2013 | 0 | 0 | B | 108.2 | N/A | TBD | DEP | TBD | G0082 | N/A | 28.165991396 | -80.594215573
2667 | CIRL | Fellsmere WCD | City of Fellsmere | FWCD-07 | Historic Fellsmere Master Drainage Plan | Stormwater retrofit improvements. Reductions will be split with the City of Fellsmere once determined. | Regional Stormwater Treatment | Planned | Not provided | TBD | TBD | TBD | SEB | 1661.3283 | TBD | TBD | Fellsmere WCD/ City of Fellsmere | TBD | N/A | Not provided | 27.768842335 | -80.595881602
2668 | CIRL | Town of Melbourne Beach | N/A | MB-11 | Basin 15 - Neptune Drive Baffle Box | Not provided. | Baffle Boxes- First Generation | Completed | Not provided | 2000 | 0.26211 | 0.17718 | A | 5.8 | Not provided | Not provided | Not provided | Not provided | N/A | Not provided | 28.059014995 | -80.560125628
2669 | BIRL | City of Satellite Beach | N/A | SB-19 | Street Sweeping | Quarterly street sweeping. | Street Sweeping | Ongoing | 2016 | N/A | 47 | 30 | B | N/A | N/A | 20000 | City | City - $20,000 | N/A | N/A | 28.17666127 | -80.59771521
2670 | BIRL | City of Satellite Beach | DEP | SB-18 | North Basin Stormwater Retrofit | Retention swales. | On-line Retention BMPs | Completed | 2011 | 2013 | 4.4234 | 0.63096 | B | 97.9 | 1112052 | TBD | FEMA HMG/ City | City - $92,300 | N/A | N/A | 28.185679134 | -80.599899062
2671 | BIRL | City of Satellite Beach | DEP | SB-17 | Cassia Phase 1-26 | Part of SB-13. | Exfiltration Trench | Completed | 2012 | 2013 | 0 | 0 | B | 14.1 | N/A | N/A | DEP | N/A | G0162 | N/A | 28.170988224 | -80.591067138
2672 | BIRL | City of Satellite Beach | DEP | SB-16 | Cassia Phase 1-25 | Part of SB-13. | Exfiltration Trench | Completed | 2012 | 2013 | 0 | 0 | B | 19.7 | N/A | N/A | DEP | N/A | G0162 | N/A | 28.170087561 | -80.595572321
2846 | CIRL | City of Melbourne | N/A | MEL-05 | South Croton Baffle Box | Dry retention and baffle box. | BMP Treatment Train | Canceled | N/A | N/A | N/A | N/A | A | N/A | N/A | N/A | N/A | N/A | N/A | Not provided | N/A | N/A
2847 | CIRL | Brevard County | SJRWMD | BC-17 | C-1 Rediversion | This project is designed to help restore the natural drainage flow from the west side of Palm Bay back to the St. Johns River. | Hydrologic Restoration | Completed | Not provided | 2015 | 35565 | 2038 | A | 62454 | 531051 | Not provided | SJRWMD | Not provided | S0652 | Not provided | 27.997292487 | -80.692715992
2848 | CIRL | City of Fellsmere | N/A | F-07 | Solid Waste Transfer Station | Not provided. | Wet Detention Pond | Completed | Not provided | 2008 | 0.5 | 0.1 | SEB | 5.1 | Not provided | Not provided | Not provided | Not provided | N/A | Not provided | 27.768302047 | -80.583116422
2849 | CIRL | Brevard County | DEP | BC-15 | Corey Road at Hall | Upgraded a 1st generation to a 2nd generation baffle box by adding the nutrient separating screen. | Baffle Boxes- Second Generation | Completed | Not provided | 2015 | 82.8576 | 8.9069 | A | 51.8 | 12507 | 2140 | DEP | DEP - $275,000 | S0648 | Not provided | 27.988501665 | -80.587798355
2850 | CIRL | Brevard County | City of Melbourne | BC-14 | Fountainhead | 982,300 lbs of vegetation removed using 113 dump trucks. | Aquatic Vegetation Harvesting | Completed | Not provided | 2013 | 890 | 273 | A | 235 | 39274 | Not provided | Not provided | Not provided | N/A | Not provided | 28.120675629 | -80.668764532
3787 | SILV | SJRWMD | Colvin Farm | S153 | Colvin Farms Soil Moisture and Climate Sensor Telemetry | Soil moisture and climate sensor telemetry. | Agricultural BMPs | Completed | 2015 | 2015 | 11039.1411 | 12250 | Silver Springs Basin | 850 | 84312 | Not provided | Colvin Farms/ SJRWMD | Colvin Farms - $8,431/ SJRWMD - $75,881 | N/A | 28339/ 28337 | 29.498207 | -81.984586
3788 | SILV | SJRWMD | Brown's Farm | S152 | Brown's Farm Irrigation Conversion | Irrigation conversion. | Agricultural BMPs | Completed | 2015 | 2016 | 346.1709 | 702 | Silver Springs Basin | 39 | 122569 | Not provided | Brown's Farm/ SJRWMD | Brown's Farm - $12,257/ SJRWMD - $110,312 | N/A | 28317 | 29.583786 | -82.089883
3789 | SILV | SJRWMD | Colvin Farm | S151 | Colvin Farms Center Pivot Nozzle Retrofit | Center pivot nozzle retrofit. | Agricultural BMPs | Completed | 2015 | 2015 | 5548.8126 | 6157 | Silver Springs Basin | 850 | 102210 | Not provided | Colvin Farms/ SJRWMD | Colvin - $10,221/ SJRWMD - $91,989 | N/A | 28336 | 29.499868 | -81.960999
3790 | SILV | Management Strategies | TBD | S150 | WWTF Policy Reductions | Achieved by WWTF policy if implemented BMAP-wide, achieving 3 or 6 mg/L. | Regulations, Ordinances, and Guidelines | Underway | TBD | 2038 | 46344.5133 | N/A | Silver Springs Basin – Marion County | N/A | TBD | TBD | TBD | TBD | TBD | Not provided | N/A | N/A
3336 | STLU | Hobe St. Lucie Conservancy District | Not provided | HSL-02 | Changes in Agricultural Land Uses | All land uses updated with new model. | Land Use Change | Canceled | N/A | 2013 | N/A | N/A | Primary BMAP Area | N/A | N/A | N/A | N/A | N/A | N/A | Not provided | N/A | N/A
3337 | STLU | Hobe St. Lucie Conservancy District | Not provided | HSL-01 | Hobe Sound Polo Club | Not provided. | BMP Treatment Train | Completed | Not provided | 2013 | 2914.9495 | 717.8364 | Primary BMAP Area | 1736.3 | Not provided | Not provided | Not provided | Not provided | N/A | Not provided | 27.06058807 | -80.213827005
3338 | STLU | FDOT District 4 | N/A | FDOT-44 | FM# 423022-1 CR 68 Orange Ave. | County to provide geographic information system (GIS) data for county road; proposed split of 25 % to FDOT and 75 % to St. Lucie County. | Dry Detention Pond | Completed | 2013 | 2015 | TBD | TBD | Primary BMAP Area | 5.62 | Not provided | Not provided | Florida Legislature | Not provided | N/A | N/A | 27.447659968 | -80.446611916
3339 | STLU | Martin County | SFWMD/ DEP | MC-10 | Coral Gardens Water Quality Retrofit | 8.5 ac-ft of water quality treatment (0.05 inches). | BMP Treatment Train | Completed | 2003 | 2005 | 2511.7 | 1725.4 | Primary BMAP Area | 2008 | 2321860 | Not provided | DEP | $2,009,741 | OT040741/ SO116 | Not provided | 27.148722674 | -80.230942948
3295 | STLU | City of Fort Pierce | N/A | FP-05 | Education Program | City delivers educational programs to public through trade associations, HOAs, or other means. Educates on hazards associated with illicit discharge, fertilizer use, the importance of water quality, and stormwater pollution protection. | Education Efforts | Ongoing | N/A | N/A | 1803.8 | 304.3 | Primary BMAP Area | N/A | Not provided | Not provided | Not provided | Not provided | N/A | Not provided | Not provided | Not provided
3296 | STLU | City of Fort Pierce | N/A | FP-04 | Inlet Cleaning | City cleans storm inlets citywide and disposes of waste. | Catch Basin Inserts/Inlet Filter Cleanout | Ongoing | N/A | N/A | 65 | 40 | Primary BMAP Area | N/A | Not provided | Not provided | Not provided | Not provided | N/A | Not provided | Not provided | Not provided
3297 | STLU | City of Fort Pierce | N/A | FP-03 | Street Sweeping | City removes cubic yards of debris by street sweeping activities. Removed 4,135 cubic yards of debris. | Street Sweeping | Ongoing | N/A | N/A | 2020 | 1295 | Primary BMAP Area | N/A | Not provided | 89617 | City's stormwater utility | Not provided | N/A | Not provided | Not provided | Not provided
3298 | STLU | City of Fort Pierce | N/A | FP-02 | Moore's Creek Retrofit –Phases 3 and 4 | Channelized stormwater conveyance system reconfigured to provide increased detention areas, littoral shelves and meandering creek characteristics. | Wet Detention Pond | Completed | N/A | 2010 | N/A | N/A | Special Project BMAP Area | 1887 | 7946935 | 92500 | Not provided | Not provided | N/A | Not provided | 27.446406846 | -80.36382933
4391 | HILL | City of Tampa | N/A | COT-051 | Julian B. Lane Park | Addition of three pollution control devices (baffle boxes). | FIB- Stormwater | Completed | Not provided | 2018 | N/A | N/A | Lower Hillsborough River | N/A | Not provided | Not provided | City of Tampa | Not provided | Not provided | Not provided | Not provided | Not provided
4392 | HILL | City of Tampa | N/A | COT-052 | Manhole Rehabilitation Project | City has two contracts for manhole rehabilitation: (1) insertion of fiberglass liner into existing manhole; and (2) application of calcium aluminate cementitious structural coating system that is sprayed onto existing walls of manhole. | FIB- Sanitary Sewer | Ongoing | Not provided | N/A | N/A | N/A | Lower Hillsborough River | N/A | N/A | Not provided | City of Tampa | Not provided | Not provided | Not provided | Not provided | Not provided
4393 | HILL | City of Tampa | N/A | COT-053 | Tampa–Emergency Bypass Pumps | Backup bypass pumps installed at three pump stations. This will help prevent overflows and bypasses directly to Hillsborough River. | FIB- Sanitary Sewer | Completed | Not provided | 2018 | N/A | N/A | Lower Hillsborough River | N/A | 325634 | Not provided | City of Tampa Wastewater Enterprise Fund | Not provided | Not provided | Not provided | Not provided | Not provided
4394 | HILL | City of Tampa | N/A | COT-054 | Tampa–Emergency Generators | Seven additional portable generators. This will help prevent overflows and bypasses directly to Hillsborough River. | FIB- Sanitary Sewer | Completed | Not provided | 2018 | N/A | N/A | Lower Hillsborough River | N/A | 350862 | Not provided | City of Tampa Wastewater Enterprise Fund | Not provided | Not provided | Not provided | Not provided | Not provided
4422 | LSJM | Smurfit-Stone Container | WestRock CP, LLC | SS-24 | Smurfit-Stone | Inlet aeration pond cleaning. | Sanitary Sewer and Wastewater Treatment Facility (WWTF) Maintenance | Completed | 2018 | 2018 | N/A | N/A | Marine | 3.5 | 6900 | 0 | WestRock CP, LLC | $6,900 | N/A | N/A | 30.423305 | -81.596194
3558 | OKEE | Orange County | N/A | OC-13 | Lake Floy CIB | Curb or grate inlet filter baskets (10) to collect 4,835 lbs/yr of material. | Catch Basin Inserts/Inlet Filter Cleanout | Completed | 2008 | Prior to 2014 | 1.1 | 1.1 | Upper Kissimmee | 6 | 10000 | 1164 | Lake Floy MSTU | Not provided | N/A | N/A | 28.48490727 | -81.48280059
3559 | OKEE | Orange County | N/A | OC-14 | Lake Cane CIB | Curb or grate inlet filter baskets (14) to collect 3,845 lbs/yr of material. | Catch Basin Inserts/Inlet Filter Cleanout | Completed | 2008 | Prior to 2014 | 0.9 | 0.8 | Upper Kissimmee | 11 | 14000 | 1629 | Orange County | Not provided | N/A | N/A | 28.4820018498 | -81.4755235091
3560 | OKEE | Orange County | N/A | OC-15 | Lake Odell CIB | Curb or grate inlet filter baskets (3) to collect 904 lbs/yr of material. | Catch Basin Inserts/Inlet Filter Cleanout | Completed | 2008 | Prior to 2014 | 0.2 | 0.2 | Upper Kissimmee | 2 | 3000 | 349 | Orange County | Not provided | N/A | N/A | 28.4841092304 | -81.47834267
2782 | NIRL | Town of Indialantic | Not provided | TI-01 | Swales North of U.S. 192 Causeway | Swales provide treatment as a part of TI-02 and all reductions are accounted for below. | Grass Swales without Swale Blocks or Raised Culverts | Completed | Not provided | 2001 | N/A | N/A | B | 29.2 | Not provided | Not provided | Not provided | Not provided | N/A | Not provided | 28.0929613555149 | -80.5727343405277
2783 | NIRL | Kennedy Space Center | N/A | KSC-19 | Demolition of Facility M5-1546 | Demolition of facility resulted in loss of impervious area and change of land use. | Land Use Change | Completed | Not provided | 2014 | TBD | TBD | B | 5 | N/A | N/A | N/A | N/A | N/A | Not provided | 28.508553 | -80.693258
2784 | NIRL | Kennedy Space Center | N/A | KSC-18 | Demolition of Facility J6-2377 | Demolition of facility resulted in loss of impervious area and change of land use. | Land Use Change | Completed | Not provided | 2014 | TBD | TBD | A | 0.1 | N/A | N/A | N/A | N/A | N/A | Not provided | 28.598919 | -80.66695
2785 | NIRL | Kennedy Space Center | N/A | KSC-17 | NASA Parkway West | Missing from Model. Ditch along south side of NASA Parkway West, ends before the lagoon. | Grass Swales without Swale Blocks or Raised Culverts | Completed | Not provided | 2014 | 175.3956 | 32.4077 | B | 109.4268 | Not provided | Not provided | Not provided | Not provided | N/A | Not provided | 28.5258024054495 | -80.6987845082512
2786 | NIRL | Kennedy Space Center | N/A | KSC-16 | Visitors Complex/ NASA Badging Center | Missing from Model. Existing permitted stormwater treatment pond. | Wet Detention Pond | Completed | Not provided | 2014 | 228.457 | 47.514 | B | 131.7 | Not provided | Not provided | Not provided | Not provided | N/A | Not provided | 28.5220979436119 | -80.6819476834702
3026 | NIRL | Brevard County | DEP | BC-029 | Fairglen Elementary | Installation of floating vegetative islands for Nutrient uptake. | Floating Islands/ Managed Aquatic Plant Systems (MAPS) | Completed | Not provided | 2017 | 37.8173 | 3.1233 | B | 80.2 | 34996 | 15703 | DEP | Not provided | G0430 | N/A | 28.4355622936804 | -80.7625301673938
3027 | NIRL | Brevard County | DEP | BC-028 | Florida Boulevard | Installation of floating vegetative islands for Nutrient uptake. | Floating Islands/ Managed Aquatic Plant Systems (MAPS) | Completed | 2013 | 2014 | 57.2018 | 5.0192 | B | 88.4 | 40772 | 18295 | DEP | Not provided | G0430 | Not provided | 28.3911795884785 | -80.7061173869847
3028 | NIRL | Brevard County | DEP | BC-027 | Johnson Junior High | Discharge regulation, phosphorus reduction, and denitrification. Biosorption activated media added. | Floating Islands/ Managed Aquatic Plant Systems (MAPS) | Completed | TBD | 2017 | 1416.8692 | 200.4724 | B | 133.4 | 499416.43 | Not provided | DEP | DEP - $489,200 | G0430 | Not provided | 28.1436163757864 | -80.6514863823303
3029 | NIRL | Brevard County | DEP | BC-026 | Pines Industrial | Construction of a pond to treat runoff where no treatment was provided. | Wet Detention Pond | Completed | 2015 | 2020 | TBD | TBD | B | 71 | 822000 | TBD | DEP | Not provided | NF003 | TBD | 28.2915033 | -80.7019022
3030 | NIRL | FDACS | N/A | FDACS-02 | Credit for Changes in Land Use | Credit for changes in land use. Project canceled in 2020. Land use change occurred prior to land use date in the new model. | Land Use Change | Canceled | Not provided | N/A | N/A | N/A | B | N/A | N/A | N/A | N/A | N/A | N/A | N/A | Not provided | Not provided
3031 | NIRL | Brevard County | DEP | BC-024 | Pine Island Phase I and II | Two Wet Detention Ponds (80-acres & 23 acres) with Gravity Flow and Pump Station. | Wet Detention Pond | Completed | 2010 | 2015 | 13153.5884 | 3504.2345 | B | 6232.9 | 4131255 | 34705 | DEP TMDL/ EPA 319 | DEP TDML/ EPA 319 - $1,677,079 | G0288/ G0344 | Not provided | 28.4649053684489 | -80.699361745544
3032 | NIRL | FDACS | N/A | FDACS-01 | Credit for Changes in Land Use | Credit for changes in land use. Project canceled in 2020. Land use change occurred prior to land use date in the new model. | Land Use Change | Canceled | Not provided | N/A | N/A | N/A | A | N/A | N/A | N/A | N/A | N/A | N/A | N/A | Not provided | Not provided
3033 | NIRL | Brevard County | Not provided | BC-022 | Street Sweeping | Monthly Street Sweeping 786 curb lane miles. | Street Sweeping | Ongoing | Not provided | N/A | 636 | 408 | B | N/A | 106665.04 | Not provided | Not provided | Not provided | N/A | Not provided | 28.32532 | -80.69247
3034 | NIRL | Brevard County | Not provided | BC-021 | Parkway Drive Phase 2 Pond | Construction of a detention pond to treat runoff. | Wet Detention Pond | Completed | Not provided | 2004 | 7148.1692 | 1920.5653 | B | 1796.9 | 1817720 | Not provided | Not provided | Not provided | N/A | Not provided | 28.1658908107587 | -80.6716100956786
5143 | ALAF | Hillsborough County | USF | HC-0008 | Turkey Creek Microbial Source Tracking Program | Source identification sampling conducted for priority areas. | FIB- Source Identification Activities | Planned | 2021 | 2022 | N/A | N/A | Spartman Branch, Turkey Creek | N/A | 61200 | N/A | Hillsborough County | Hillsborough County - $61,200 | N/A | Not provided | 27.937896 | -82.193975
3844 | WAKU | Leon County | NWFWMD/ DEP/ Blueprint | LC-001a | Woodside Heights Septic to Sewer Project | Wastewater system expansion to provide service connections eliminating over 150 OSTDS. | OSTDS Phase Out | Completed | 2018 | 2019 | 1503 | N/A | PFA1 | N/A | 5600000 | Not provided | NWFWMD/ DEP/ Blueprint | NWFWMD - $500,000/ DEP - $2,300,000/ Blueprint - $2,800,000 | S0807 | Not provided | 30.379481 | -84.26842
3197 | NIRL | Kennedy Space Center | N/A | KSC-11 | Landscape Fertilizer Reduction | Fertilizer use reduced from 60 tons/year in 2000 to 20 tons/year in 2010; formula changed from rapid nitrogen release 16-4-8 to slow nitrogen release, phosphate-free 15-0-15. | Fertilizer Reduction | Completed | Not provided | Prior to 2013 | 312 | 44.2 | B | N/A | Not provided | Not provided | Not provided | Not provided | N/A | Not provided | 28.509023 | -80.694407
3206 | NIRL | Kennedy Space Center | N/A | KSC-03 | Citrus Grove Termination Schwartz Road | Grove lease termination resulted in abandonment of previously fertilized areas. Accounted for in 2020 BMAP update. | Land Use Change | Canceled | Not provided | 2010 | N/A | N/A | A | Not provided | Not provided | Not provided | Not provided | Not provided | N/A | Not provided | 28.5650001922308 | -80.6655673404107
3207 | NIRL | Kennedy Space Center | N/A | KSC-02 | Citrus Grove Termination Roberts Road | Grove lease termination resulted in abandonment of previously fertilized areas. | Land Use Change | Completed | Not provided | 2010 | TBD | TBD | A | Not provided | Not provided | Not provided | Not provided | Not provided | N/A | Not provided | 28.5362569219593 | -80.6768451379078
3208 | NIRL | Kennedy Space Center | N/A | KSC-01 | Landscape Fertilizer Reduction | Fertilizer use reduced from 60 tons/year in 2000 to 20 tons/year in 2010; formula changed from rapid nitrogen release 16-4-8 to slow nitrogen release, phosphate-free 15-0-15. | Fertilizer Reduction | Completed | Not provided | 2009 | 312 | 44.2 | A | N/A | Not provided | Not provided | Not provided | Not provided | N/A | Not provided | 28.63232579 | -80.718621
3209 | NIRL | FDOT District 5 | N/A | FDOT-22 | Fertilizer Cessation | Elimination of fertilizer use along the rights-of-way. | Fertilizer Cessation | Completed | 2005 | 2005 | 2785 | 426 | B | N/A | Not provided | Not provided | Florida Legislature | Not provided | N/A | N/A | 28.128515 | -80.66323
3210 | NIRL | FDOT District 5 | N/A | FDOT-21 | Street Sweeping | Street sweeping. | Street Sweeping | Ongoing | 2015 | N/A | 466 | 254 | B | N/A | Not provided | Not provided | Florida Legislature | Not provided | N/A | N/A | 28.128515 | -80.66323
3211 | NIRL | FDOT District 5 | N/A | FDOT-20 | Education Efforts | IDDE training, stormwater brochures, NDPES flyer. | Education Efforts | Ongoing | 2004 | N/A | 79.21 | 10.59 | B | N/A | Not provided | Not provided | Florida Legislature | Not provided | N/A | N/A | 28.128515 | -80.66323
3212 | STLU | FDOT District 4 | N/A | FDOT-04 | FM# 230262-5 | Road widening of SR 70 from Turnpike to Berman Rd. | Dry Detention Pond | Completed | 2007 | 2010 | 92.4 | 18.4 | Primary BMAP Area | 123.7 | Not provided | Not provided | Florida Legislature | Not provided | N/A | N/A | 27.384467939 | -80.472508225
3213 | STLU | Town of Sewall's Point | N/A | SP-11 | Palm Road | Installation of grass swales. | Grass swales without swale blocks or raised culverts | Completed | Not provided | 2008 | N/A | N/A | Primary BMAP Area | 0.8 | Not provided | N/A | Town | Not provided | N/A | Not provided | Incompatible Point | Incompatible Point
3214 | STLU | St. Lucie County | N/A | SLC-001a | Platt’s Creek Stormwater Treatment Facility | Wet detention with alum injection. | Wet Detention Pond | Completed | 2004 | 2008 | 1655.4 | 537.1 | Primary BMAP Area | 311 | 3539475 | 25000 | County/ DEP/ EPA 319 | $760,000 | WAP061 | Not provided | 27.397373237 | -80.328397161
3215 | STLU | City of Stuart | DEP/ Healthy Rivers | S-24 | Frazier Creek Pond | Construction of wet detention pond to eliminate unrestricted flow from ditch to tide. | Wet Detention Pond | Completed | 2001 | 2002 | 898.4 | 376.9 | Primary BMAP Area | 379 | 1702000 | Not provided | City/ DEP/ Healthy Rivers | Not provided | WAP016 | Not provided | 27.191206995 | -80.245315068
3216 | STLU | City of Stuart | DEP | S-23 | East Heart of Haney Creek Wetlands Restoration | Restore eastern third of Heart of Haney Creek to wetlands by creating system of berms and weirs within 6 acres of exotic cleared area. | Wetland Restoration | Completed | 2016 | 2019 | 202 | 10 | Primary BMAP Area | 395 | 220000 | TBD | City/ DEP | DEP - $90,000/ City - $110,000 | S0891 | Not provided | 27.219184 | -80.255902
3217 | STLU | City of Stuart | DEP | S-22 | Poppleton Creek Tidal Wetlands Creation and Restoration | Construct tidal red mangrove wetlands on 4.3 acres of city-owned property south of and adjacent to Poppleton Creek east of Palm City Rd. Project will clear exotic vegetation and create tidal wetlands. | Wetland Restoration | Completed | 2013 | 2018 | 152.3766 | 0 | Primary BMAP Area | 500 | 270200 | TBD | City/ DEP | DEP - $150,000/ City - $180,000 | G0363 | Not provided | 27.188894 | -80.256071
3218 | STLU | City of Stuart | N/A | S-21 | SW South Carolina Dr. Drainage Project | Installation of a stormwater conveyance system and 1st-generation baffle box in a residential area to eliminate unrestricted sheet flow to St. Lucie River. | Baffle Boxes- First Generation | Completed | 2014 | 2016 | 0.2 | 0.1 | Primary BMAP Area | 2.83 | 100936 | Not provided | City | Not provided | N/A | Not provided | 27.181749418 | -80.258991853
3795 | SILV | SJRWMD | Mid–State Research | S156 | Mid– State Research Soil Grid Mapping and Variable Rater Fertilizer Applicator | Soil grid mapping and variable rater fertilizer applicator. | Agricultural BMPs | Completed | 2015 | 2015 | 1035.4587 | 2100 | Silver Springs Basin | 380 | 44864 | Not provided | Mid-State Research/ SJRWMD | Mid-State Research - $4,487/ SJRWMD - $40,377 | N/A | 28335 | 29.394413 | -82.16137
3796 | WAKU | Town of Havana | N/A | TH-001 | Street Sweeping | Street sweeping. | Street Sweeping | Completed | Not provided | 2015 | 0.25126 | N/A | Inside Springshed | N/A | N/A | Not provided | N/A | N/A | N/A | Not provided | Not provided | Not provided
3797 | WAKU | Management Strategies | DEP | OSTDS-02 | Enhancement of Existing OSTDS - Required | Upgrade, replacement, modification, addition of effective nitrogen reducing features, initial connection to a central sewer system, or other action taken to comply with the OSTDS Remediation Plan for the group of systems identified for remediation. | Onsite Sewage Treatment and Disposal System (OSTDS) Enhancement | Planned | TBD | TBD | TBD | N/A | PFA1, PFA2 | N/A | TBD | N/A | DEP | TBD | TBD | Not provided | N/A | N/A
2664 | CIRL | Fort Pierce Farms WCD | N/A | FPF-02 | Dry Detention Area Along Canal 1 Top of Bank (SLRIT Grants 2006-07 and 2007-08) | Grassed dry detention area and control structure replacement to address stormwater runoff issues and canal bank erosion immediately upstream of the IRL. | Dry Detention Pond | Completed | Not provided | Prior to 2013 | Not provided | Not provided | SIRL | 2.58 | Not provided | Not provided | Not provided | Not provided | N/A | Not provided | 27.47211944 | -80.337754353
3850 | WAKU | Gadsden County | N/A | GC-001 | Comprehensive Plan Policy 4.5.1 and 5.2.11 in Infrastructure and Conservation Element | Comprehensive Plan Policy 4.5.1 and 5.2.11 in the Infrastructure and Conservation Element. | Regulations, Ordinances, and Guidelines | Ongoing | 2015 | N/A | N/A | N/A | Inside Springshed | N/A | N/A | N/A | N/A | N/A | N/A | Not provided | Not provided | Not provided
3851 | WAKU | Florida State University | N/A | FSU-002 | NPDES MS4 Permit | NPDES MS4 permit. | Regulations, Ordinances, and Guidelines | Ongoing | 2015 | N/A | N/A | N/A | Inside Springshed | N/A | N/A | N/A | N/A | N/A | N/A | Not provided | Not provided | Not provided
3104 | NIRL | FDOT District 5 | N/A | FDOT-14 | 70020-3549-04 Pond 4 | Missing from Model. State Road 5 - Add lanes and reconstruct from Post Road to State Road 404. | Wet Detention Pond | Completed | 2009 | 2005 | 0.66626 | 0.26882 | B | 3.4 | Not provided | Not provided | Florida Legislature | Not provided | N/A | N/A | 28.198556783052 | -80.6606587631607
3105 | NIRL | FDOT District 5 | N/A | FDOT-13 | 70020-3549-03 Pond 3 | Missing from Model. State Road 5 - Add lanes and reconstruct from Post Road to State Road 404. | Wet Detention Pond | Completed | 2009 | 2005 | 0 | 0 | B | 11.2 | Not provided | Not provided | Florida Legislature | Not provided | N/A | N/A | 28.1958538422824 | -80.6603323564346
3106 | NIRL | FDOT District 5 | N/A | FDOT-12 | 70020-3549-02 Pond 2 | Missing from Model. State Road 5 - Add lanes and reconstruct from Post Road to State Road 404. | Wet Detention Pond | Completed | 2009 | 2005 | 0.73173 | 0.21752 | B | 18.9 | Not provided | Not provided | Florida Legislature | Not provided | N/A | N/A | 28.1867540200844 | -80.6552525869382
3107 | NIRL | City of Rockledge | Not provided | ROCK-22 | Treatment Missing from Model | Wet detention ponds – missing from model. Project canceled after model update. | BMP Missing from Model | Canceled | 1986 | Prior to 2013 | N/A | N/A | B | 383.2 | Not provided | Not provided | Not provided | Not provided | N/A | Not provided | Not provided | Not provided
3108 | NIRL | City of Rockledge | Not provided | ROCK-33 | Barton Park Irrigation | Use wet pond (Barton Lake) for irrigation. | Stormwater Reuse | Planned | TBD | TBD | TBD | TBD | B | TBD | TBD | TBD | TBD | TBD | N/A | Not provided | 28.33815852 | -80.72989213
3109 | NIRL | City of Titusville | N/A | TV-07 | Education Efforts | Irrigation, fertilizer, pet waste management, and landscaping ordinances; pamphlets, presentations, website, Illicit Discharge Program. | Education Efforts | Ongoing | 2013 | N/A | 3092.94 | 495.84 | A | N/A | N/A | 5000 | City | N/A | N/A | N/A | 28.603511 | -80.801622
3110 | NIRL | City of Titusville | DEP/ SJRWMD/ FCT/ Florida Recreation Development Assistance Program (FRDAP)/ FDOT | TV-06 | Spaceview Park | Alum treatment. | Stormwater - Alum Injection System | Completed | 2006 | 2007 | 571.3578 | 142.9964 | A | 110.6 | 2727394 | 15000 | DEP/ SJRWMD/ FCT/ FRDAP/ FDOT/ City | DEP - $981,151/ SJRWMD - $83,600/ FCT - $228,375/ FRDAP - $103,956/ FDOT - $72,195/ City - $1,258,116 | G0053 | Not provided | 28.615179584122 | -80.8125802475947
3111 | NIRL | City of Titusville | DEP/ SJRWMD | TV-05 | St. Johns Basin Stormwater Improvements | Installation of a baffle box downstream of the pond to treat runoff from mixed use lands prior to discharge to the lagoon. | Baffle Boxes- Second Generation | Completed | 2011 | 2011 | 1553.253 | 175.7318 | A | 882.1 | 167343 | 8000 | DEP/ City | DEP - $100,000/ City - $67,343 | S0338 | N/A | 28.6063619346498 | -80.8229204773111
3112 | NIRL | City of Titusville | DEP/ SJRWMD | TV-04 | St. Johns Basin Stormwater Improvements | Construction of a 3. 5-acre wet detention pond to treat runoff from mixed use lands prior to discharge to the lagoon. | Wet Detention Pond | Completed | 2012 | 2014 | 81.5356 | 10.2038 | A | 882.1 | 2024000 | 8000 | DEP/ Brevard County/ City | DEP - $681,563/ County - $141,655/ City - $1,314,625 | S0338 | N/A | 28.6063619346498 | -80.8229204773111
3113 | NIRL | City of Titusville | DEP/ SJRWMD | TV-03 | Draa Field Stormwater Park | Water quality treatment for Area 2 drainage basin. | Wet Detention Pond | Completed | 2015 | 2016 | 394.4124 | 103.4624 | A | 105.0747 | 1810000 | 15000 | DEP/ SJRWMD/ Florida Legislature/ City | DEP - $388,825/ SJRWMD - $366,000/ Florida Legislature - $800,000/ City - $255,000 | G0416 | 28134 | 28.6206722586299 | -80.8232932635543
3114 | NIRL | City of Titusville | Brevard County/ Parrish Medical Center (PMC)/ Brevard Community College (BCC)/ SJRWMD | TV-02 | Chain of Lakes Regional Stormwater Pond | Construction of a regional park featuring wetlands, treatment ponds, and recreational features. | Wet Detention Pond | Completed | 2002 | 2010 | 759.2001 | 191.2186 | A | 339.8 | 3521489 | 15620 | City/ Brevard County/ SJRWMD/ PMC/ BCC | City - $1,210,013/ County - $1,910,709/ SJRWMD - $577,145/ PMC - $350,000/ BCC - $217,500 | N/A | Not provided | 28.6365248631318 | -80.823004092404
3115 | NIRL | City of Titusville | TBD | TV-27 | South Marina Basin TMDL Improvements | Future project. | BMP Treatment Train | Planned | TBD | TBD | TBD | TBD | A | 322.88 | TBD | TBD | TBD | TBD | N/A | TBD | 28.5513177681 | -80.8023960967
3116 | NIRL | City of Rockledge | Not provided | ROCK-34 | Winchester Cove Non Discharge | Nondisharge dry retention basin. | 100% On-site Retention | Completed | Not provided | 2015 | 17.9416 | 2.638 | B | 1.9 | Not provided | Not provided | Not provided | Not provided | N/A | Not provided | 28.3141006057383 | -80.7089130781029
3117 | NIRL | City of Titusville | N/A | TV-10 | Street Sweeping | Approximately 205,725 lbs of debris removed from North B during the reporting period. | Street Sweeping | Ongoing | 2013 | N/A | 116 | 74 | B | N/A | 188120 | 63106 | City | Not provided | N/A | N/A | 28.517511 | -80.7962
3118 | NIRL | City of Rockledge | Not provided | ROCK-32 | School Triangle Pond | Create dry detention pond on city-owned land. | Dry Detention Pond | Completed | 2018 | 2017 | 1.0237 | 0.14469 | B | 1.22 | 20300 | 1000 | Not provided | Not provided | N/A | Not provided | 28.3388736540273 | -80.7230514871838
3119 | NIRL | City of Rockledge | Not provided | ROCK-31 | Public Works Pond 2 | Enlarge current retention area. | Dry Detention Pond | Completed | 2018 | 2017 | 6.511 | 0.87818 | B | 6.9616 | 10000 | 600 | Not provided | Not provided | N/A | Not provided | 28.3319102668024 | -80.7244180545605
3120 | NIRL | City of Rockledge | Not provided | ROCK-30 | Public Works Pond 1 | Enlarge current retention area. | Dry Detention Pond | Completed | 2017 | 2017 | 5.0422 | 0.70584 | B | 5.6879 | 5000 | 600 | Not provided | Not provided | N/A | Not provided | 28.3340244752464 | -80.7258925736122
3121 | NIRL | City of Rockledge | Not provided | ROCK-29 | Gus Hipp Pond | Conversion of borrow pit to a wet detention pond. | Wet Detention Pond | Planned | TBD | TBD | TBD | TBD | B | TBD | 335000 | Not provided | Not provided | Not provided | N/A | Not provided | 28.3080715 | -80.70909603
3122 | NIRL | City of Rockledge | Not provided | ROCK-28 | Southwest Gus Hipp Conveyance | Add BAM for denitrification to major canal in the city. | BMP Treatment Train | Underway | 2017 | 2019 | TBD | TBD | B | TBD | 17000 | Not provided | Not provided | Not provided | N/A | Not provided | 28.30266097 | -80.70729294
3123 | NIRL | City of Rockledge | Not provided | ROCK-27 | River Ridge Non Discharge | Nondisharge dry retention basin. | 100% On-site Retention | Completed | Not provided | 2015 | 304.8869 | 44.0024 | B | 35.2598 | Not provided | Not provided | Not provided | Not provided | N/A | Not provided | 28.3317223956173 | -80.719322273585
3124 | NIRL | City of Titusville | Brevard County | TV-01 | Area 1 Stormwater Improvements | Upsize existing storm pipes and enclose the Florida Ditch; water directed to TV-02. | Wet Detention Pond | Completed | 2010 | 2010 | 1334.3457 | 365.1335 | A | 432.2 | 2151510 | 4797 | City/ Brevard County | City - $1,410,072/ County - $470,000 | N/A | N/A | 28.6278519884848 | -80.8334686442414
3125 | NIRL | City of Titusville | Brevard County | TV-17 | Coleman Basin TMDL Improvements | Managed aquatic plant system within a one acre pond. | Floating Islands/ Managed Aquatic Plant Systems (MAPS) | Completed | 2019 | 2019 | 636.7672 | 93.9641 | A | 107 | 11437.5 | 12000 | County | County - $11,438 | N/A | N/A | 28.63027 | -80.82611
3126 | NIRL | City of Rockledge | Not provided | ROCK-13 | Summer Place Baffle Box | The second generation (nutrient separating) baffle box includes a wire mesh box that captures vegetative debris, litter, and other materials from settling in the water in the bottom of the box, thereby preventing leaching of the nutrients. | Baffle Boxes- Second Generation | Completed | Not provided | 2011 | 17.1487 | 2.0211 | B | 9.8 | 35000 | Not provided | Not provided | Not provided | N/A | Not provided | 28.32066271625 | -80.7120550940693
3127 | NIRL | City of Titusville | Brevard County/ SOIRL | TV-24 | Marina Basin TMDL Improvements - Osprey Pond MAPS | Osprey Pond MAPS | Floating Islands/ Managed Aquatic Plant Systems (MAPS) | Completed | 2020 | 2020 | 259.7038 | 37.848 | A | 271.17 | 60000 | 30000 | County/ City | County - $60,000 | N/A | TBD | 28.62277 | -80.81472
3128 | NIRL | City of Titusville | TBD | TV-23 | St. Johns 2nd Baffle Box TMDL Improvements | 2nd generation baffle box with media. | Baffle Boxes- Second Generation with Media | Planned | 2022 | 2022 | TBD | TBD | A | 882.1 | TBD | TBD | TBD | TBD | N/A | TBD | 28.6056537603 | -80.8262776502
3129 | NIRL | City of Titusville | TBD | TV-22 | Brevard Street Basin TMDL Improvements | Future project. | BMP Treatment Train | Planned | TBD | TBD | TBD | TBD | A | 17.71 | TBD | TBD | TBD | TBD | N/A | TBD | 28.6020466276 | -80.8075666899
3130 | NIRL | City of Titusville | SOIRL | TV-21 | THS Basin TMDL Improvements | 2nd generation baffle box with media. | Baffle Boxes- Second Generation with Media | Underway | 2021 | 2021 | 1498.1784 | 235.5219 | A | 239.65 | TBD | 4000 | SOIRL/ City/ SJRWMD | TBD | N/A | 35729 | 28.59333 | -80.80361
3131 | NIRL | City of Titusville | Brevard County | TV-20 | La Paloma Basin TMDL Improvements | 2nd generation baffle box with media. | Baffle Boxes- Second Generation with Media | Completed | 2018 | 2019 | 3533.862 | 562.5211 | A | 488 | 375000 | 4000 | City/ County | City - $166,704/ County - $208,296 | N/A | N/A | 28.57083 | -80.80111
3132 | NIRL | City of Titusville | N/A | TV-08 | Street Sweeping | Approximately 2,006,375 lbs. of debris were removed in North A during the reporting period. | Street Sweeping | Ongoing | 2013 | N/A | 1130 | 724 | A | N/A | 188120 | 63106 | City | Not provided | N/A | N/A | 28.603511 | -80.801622
3133 | NIRL | City of Titusville | SJRWMD/ Brevard County | TV-18 | South Street Basin TMDL Improvements | Three 2nd generation baffle boxes with media. | Baffle Boxes- Second Generation with Media | Completed | 2018 | 2019 | 1482.3126 | 234.8645 | A | 235 | 450000 | 12000 | City/ SJRWMD/ County | City - $254,144/ SJRWMD - $110,000/ County - $86,856 | N/A | 31815 | 28.60777 | -80.80611
3134 | NIRL | City of Titusville | N/A | TV-09 | Education Efforts | Irrigation, fertilizer, pet waste management, and landscaping ordinances; pamphlets, presentations, website, illicit discharge program. | Education Efforts | Ongoing | 2013 | N/A | 313.56 | 42.18 | B | N/A | N/A | 5000 | City | N/A | N/A | N/A | 28.517511 | -80.7962
3135 | NIRL | City of Titusville | N/A | TV-16 | Knox Mc Rae Baffle Box | 2nd generation baffle box with media. | Baffle Boxes- Second Generation with Media | Completed | 2017 | 2018 | 308.4667 | 51.6468 | A | 37.9 | 225000 | 4000 | Florida Legislature/ City | Florida Legislature - $105,000/ City - $120,000 | LP05031 | N/A | 28.564522 | -80.798228
3136 | NIRL | City of Titusville | DEP | TV-15 | Sycamore Street Baffle Box with BAM | 2nd generation baffle box with media. | Baffle Boxes- Second Generation with Media | Completed | 2017 | 2018 | 2051.9668 | 329.0023 | A | 300.07 | 570517.72 | 4000 | DEP/ City | DEP - $176,376/ City - $394,142 | G0442 | N/A | 28.596597 | -80.806867
3137 | NIRL | City of Titusville | DEP | TV-14 | Main Street Baffle Box with BAM | 2nd generation baffle box with media. | Baffle Boxes- Second Generation with Media | Completed | 2017 | 2018 | 2136.6932 | 337.6215 | A | 295.96 | 393363 | 4000 | DEP/ City | DEP - $176,376/ City - $216,987 | G0442 | N/A | 28.612628 | -80.805675
3677 | OKEE | Highlands County | UF-IFAS | HC-02 | Education and Outreach | FYN, landscaping and irrigation ordinances, PSAs, and pamphlets. | Education Efforts | Ongoing | Not provided | N/A | 1979.5 | 68.1 | Indian Prairie | 4771.6 | N/A | N/A | Highlands County | N/A | N/A | N/A | 27.279158 | -81.177129
3678 | OKEE | Highlands County | UF-IFAS | HC-04 | Education and Outreach | FYN, landscaping and irrigation ordinances, PSAs, and pamphlets. | Education Efforts | Ongoing | Not provided | N/A | 771.3 | 85.8 | Lower Kissimmee | 2436.4 | N/A | N/A | Highlands County | N/A | N/A | N/A | 27.563703 | -81.393783
3679 | OKEE | Highlands County | FDOT/ SWFWMD | HC-05 | Lake June Stormwater Project | Installation of 450 feet of 24-inch French drain in four contributing basins. | On-line Retention BMPs | Completed | 2013 | 2018 | 127.4 | 92.7 | Lake Istokpoga | 42 | 530000 | N/A | SWFWMD/ Highlands County | SWFWMD - $440,000/ County - $90,000 | N/A | Not provided | 27.3015066227 | -81.3580161797
3680 | OKEE | City of Kissimmee | N/A | KS-04 | Lakefront Park Redevelopment - Swales/ Rain Gardens | Swale/rain garden system with 2.07 acres of dry detention. | Grass swales without swale blocks or raised culverts | Completed | 2012 | 2015 | 2.3 | 0.1 | Upper Kissimmee | 12.4 | 500000 | TBD | City of Kissimmee | $500,000 | N/A | N/A | 28.2896177257 | -81.4058247182
3681 | OKEE | City of Kissimmee | DEP | KS-07 | Emory Avenue Stormwater Management Pond | An off-line stormwater pond to provide extra storage to alleviate flooding. The pond shall also catch the first flush during rain events to help provide water quality treatment to the West City Ditch. | Wet Detention Pond | Completed | 2016 | 2017 | 0.1 | 0 | Upper Kissimmee | TBD | 500000 | 1000 | DEP | $500,000 | S0725 | N/A | Not provided | Not provided
4148 | WEKR | FDOT District 5 | N/A | FDOT-06 | FM: 239535-2 | State Road 50: Add lanes from east ramps of Turnpike to Avalon Rd.; Wet Detention Ponds A and B providing treatment for runoff from existing and proposed pavement. | Wet Detention Pond | Completed | 2012 | 2016 | 30.62 | 3.28 | Outside Springshed | 4.93 | Not provided | Not provided | Florida Legislature | Not provided | N/A | Not provided | 28.552827 | -81.619837
3453 | STLU | North St. Lucie River WCD | N/A | NSLRWCD-08 | Ideal Grove Hybrid Wetland Treatment Technology | Not provided. | Hybrid wetland treatment technology (HWTT) | Completed | Not provided | 2013 | 433.1 | 132.2 | Primary BMAP Area | 238 | 217929 | Not provided | Not provided | Not provided | N/A | Not provided | 27.375983443 | -80.542958094
3454 | STLU | North St. Lucie River WCD | Not provided | NSLRWCD-09 | Structure 81-1-2 | Installation of new control structure as part of Okeechobee Rd. improvements project. | Control Structure | Completed | Not provided | 2010 | 124 | 124 | Primary BMAP Area | 2582.4253 | Not provided | Not provided | Not provided | Not provided | N/A | Not provided | 27.355407899 | -80.498740857
3455 | STLU | North St. Lucie River WCD | Not provided | NSLRWCD-10 | Structure 82-2-2 | Installation of new control structure as part of Okeechobee Rd. improvements project. | Control Structure | Completed | Not provided | 2010 | 23 | 23 | Primary BMAP Area | 674.2808 | Not provided | Not provided | Not provided | Not provided | N/A | Not provided | 27.389235743 | -80.480038847
3456 | STLU | North St. Lucie River WCD | Not provided | NSLRWCD-11 | Structure 83-2-2 | Installation of new control structure as part of Okeechobee Rd. improvements project. | Control Structure | Completed | Not provided | 2010 | 27 | 27 | Primary BMAP Area | 484.1701 | Not provided | Not provided | Not provided | Not provided | N/A | Not provided | 27.381468938 | -80.483176133
3457 | STLU | North St. Lucie River WCD | N/A | NSLRWCD-07 | Change from Agricultural to Urban | All land uses updated with new model. | Land Use Change | Canceled | N/A | N/A | N/A | N/A | Primary BMAP Area | N/A | N/A | N/A | N/A | N/A | N/A | Not provided | N/A | N/A
3458 | STLU | North St. Lucie River WCD | St. Lucie River Issues Team (SLRIT) | NSLRWCD-02 | SLRIT Grant 2007–2008: WCS Retrofits | Installation of adjustable gates on WCS to improve efficiency of water levels and better manage sediment transport downstream. | Control Structure | Completed | Not provided | 2010 | 1558.3 | 0 | Primary BMAP Area | 4701 | 77000 | Not provided | NSLRWCD/ SLRIT | Not provided | N/A | Not provided | 27.363036899 | -80.490692992
2632 | CIRL | Sebastian River Improvement District | Not provided | SRID-02 | Control Gates | Radial arm control gates. | Control Structure | Planned | Not provided | TBD | TBD | TBD | SEB | 9000 | TBD | TBD | SRID | TBD | N/A | Not provided | Not provided | Not provided
2633 | CIRL | Indian River County | N/A | IRC-09 | Street Sweeping | Street sweeping. | Street Sweeping | Ongoing | Not provided | N/A | 273.75 | 175.5 | B | N/A | Not provided | 22050 | Not provided | Not provided | N/A | Not provided | 27.649543 | -80.434283
4395 | HILL | City of Tampa | N/A | COT-055 | Collection System Repair Contract | Collection system repairs throughout the city. | FIB- Sanitary Sewer | Ongoing | Not provided | N/A | N/A | N/A | Lower Hillsborough River | N/A | N/A | Not provided | City of Tampa | Not provided | Not provided | Not provided | Not provided | Not provided
4396 | HILL | City of Tampa | N/A | COT-056 | Cured in Place Pipe Rehabilitation | Pipe rehabilitation throughout the city. | FIB- Sanitary Sewer | Ongoing | Not provided | N/A | N/A | N/A | Lower Hillsborough River | N/A | N/A | Not provided | City of Tampa | Not provided | Not provided | Not provided | Not provided | Not provided
4397 | HILL | City of Tampa | N/A | COT-057 | Perry PS Diversion Project | Force main and back up pumps to divert flow from the West River to the Central Collection System during high flow events. | FIB- Sanitary Sewer | Completed | Not provided | 2018 | N/A | N/A | Lower Hillsborough River | N/A | 5000000 | Not provided | City of Tampa | Not provided | Not provided | Not provided | Not provided | Not provided
4398 | HILL | City of Tampa | N/A | COT-058 | West River Interceptor & Perry Siphon Cleaning | Large diameter pipe cleaning. | FIB- Sanitary Sewer | Completed | Not provided | 2018 | N/A | N/A | Lower Hillsborough River | N/A | 850000 | Not provided | City of Tampa | Not provided | Not provided | Not provided | Not provided | Not provided
4399 | HILL | City of Tampa | N/A | COT-059 | Harbour Island FM replacement | Re-route existing force main. | FIB- Sanitary Sewer | Planned | Not provided | 2021 | N/A | N/A | Lower Hillsborough River | N/A | 21000000 | Not provided | City of Tampa | Not provided | Not provided | Not provided | Not provided | Not provided
4400 | HILL | City of Tampa | N/A | COT-060 | Rome PS Rehab and Emergency Generator | Pump station rehabilitation and emergency generator. | FIB- Sanitary Sewer | Planned | Not provided | 2020 | N/A | N/A | Lower Hillsborough River | N/A | 750000 | Not provided | City of Tampa | Not provided | Not provided | Not provided | Not provided | Not provided
4401 | HILL | City of Tampa | N/A | COT-061 | Joe’s Place PS Rehab | Pump station rehabilitation. | FIB- Sanitary Sewer | Planned | Not provided | TBD | N/A | N/A | Lower Hillsborough River | N/A | 350000 | Not provided | City of Tampa | Not provided | Not provided | Not provided | Not provided | Not provided
4402 | HILL | City of Tampa | N/A | COT-062 | Krause PS Emergency Generator | Emergency generator for master pump station. | FIB- Sanitary Sewer | Planned | Not provided | TBD | N/A | N/A | Lower Hillsborough River | N/A | 1400000 | Not provided | City of Tampa | Not provided | Not provided | Not provided | Not provided | Not provided
4412 | LSJM | COJ/ FDOT MS4 | JEA | COJ-150 | COJ MS4 FLS000012 | Beverly Hills East septic tank phase out project. | OSTDS Phase Out | Underway | 2019 | 2023 | TBD | TBD | Marine | N/A | 11000000 | Not provided | COJ/ JEA | Not provided | Not provided | Not provided | 30.4154180326 | -81.6966744709
4413 | LSJM | COJ/ FDOT MS4 | JEA | COJ-151 | COJ MS4 FLS000012 | Christobel septic tank phase out project. | OSTDS Phase Out | Planned | 2019 | TBD | TBD | TBD | Marine | N/A | Not provided | Not provided | COJ/ JEA | Not provided | Not provided | Not provided | 30.3814504357 | -81.6847908107
4414 | LSJM | COJ/ FDOT MS4 | JEA | COJ-152 | COJ MS4 FLS000012 | COJ ongoing onsite septic systems connected to regional sewer by individual homeowners outside of city-planned projects (currently at 29). | OSTDS Phase Out | Underway | 2019 | N/A | TBD | TBD | Marine | N/A | Not provided | Not provided | Not provided | Not provided | Not provided | Not provided | 30.3098124604 | -81.671008589
4415 | LSJM | COJ/ FDOT MS4 | FDOT | COJ-153 | COJ MS4 FLS000012 | COJ Microbe Lift project. | Stormwater - Biological/ Bacteria Treatment | Underway | 2019 | 2021 | TBD | TBD | Marine | N/A | Not provided | Not provided | Not provided | Not provided | Not provided | Not provided | 30.3098124604 | -81.671008589
4416 | LSJM | COJ/ FDOT MS4 | Groundworks Jacksonville | COJ-154 | COJ MS4 FLS000012 | COJ McCoys Creek Channel Improvements/Restoration. | Hydrologic Restoration | Planned | 2019 | N/A | TBD | TBD | Marine | N/A | Not provided | Not provided | Not provided | Not provided | Not provided | Not provided | 30.3279759667 | -81.6883886038
4417 | LSJM | City of Jacksonville Beach WWTF | SJRWMD | JB-04 | Hopson Road Sewer Main Extension Project | Expanded sanitary sewer system and abandoned 6 residential septic tanks along the intracoastal waterway. | Wastewater Service Area Expansion | Completed | 2018 | 2018 | Not provided | Not provided | Marine | N/A | 192000 | Not provided | COJB/ SJRWMD | COJB - $129,000/ SJRWMD - $63,000 | N/A | Not provided | Not provided | Not provided
4418 | LSJM | City of Jacksonville Beach WWTF | N/A | JB-05 | Sewer Main Lining | CIPP lining of aging gravity sewer main over several years. Costs are per year costs. | Wastewater Service Area Expansion | Underway | 2018 | TBD | Not provided | Not provided | Marine | N/A | 100000 | Not provided | COJB | $100,000 | N/A | Not provided | Not provided | Not provided
4419 | LSJM | JEA Aggregate | COJ/ FDOT MS4 | JEA-18 | Trade | Credit generated through treatment improvement and reuse. Trade with COJ-122c. | Credit Trade | Completed | 2009 | 2015 | -66748 | N/A | Marine | N/A | N/A | N/A | N/A | N/A | N/A | Not provided | 30.402 | -81.629
4420 | LSJM | Keystone Vulcan Wash Plant | Town of Orange Park WWTP | KVW-01 | Trade | Trade with Orange Park (OP-05) with entity with no allocation in the 2008 BMAP. | Credit Trade | Completed | 2017 | 2017 | 660 | N/A | Marine | N/A | N/A | N/A | N/A | N/A | N/A | Not provided | Not provided | Not provided
5558 | CIRL | FDACS | Agricultural Producers | FDACS-06 | Cost-Share BMP Projects | Cost-share projects paid for by FDACS. Acres treated based on FDACS OAWP July 2020 Enrollment. Reductions based on SWIL Model-LET. | Agricultural BMPs | Completed | Prior to 2013 | 2020 | 3324.3933 | 187.4801 | SEB | TBD | TBD | N/A | FDACS | TBD | N/A | N/A | Not provided | Not provided
5559 | CIRL | FDACS | Agricultural Producers | FDACS-07 | Cost-Share BMP Projects | Cost-share projects paid for by FDACS. Acres treated based on FDACS OAWP July 2020 Enrollment. Reductions based on SWIL Model-LET. | Agricultural BMPs | Completed | Prior to 2013 | 2020 | 574.9366 | 44.2133 | B | TBD | TBD | N/A | FDACS | TBD | N/A | N/A | Not provided | Not provided
5560 | CIRL | FDACS | Agricultural Producers | FDACS-08 | Cost-Share BMP Projects | Cost-share projects paid for by FDACS. Acres treated based on FDACS OAWP July 2020 Enrollment. Reductions based on SWIL Model-LET. | Agricultural BMPs | Completed | Prior to 2013 | 2020 | 759.961 | 119.6216 | SIRL | TBD | TBD | N/A | FDACS | TBD | N/A | N/A | Not provided | Not provided
5561 | CIRL | SJRWMD | Lambeth Citrus | SJRWMD-01 | Lambeth Citrus Micro Jet Irrigation Replacement | Replace micro-jet system with more efficient one and install soil moisture sensors on 116 acres of citrus. | Agricultural BMPs | Completed | 2018 | 2018 | 165.0428 | 17.4137 | B | 116 | 213070.44 | N/A | Lambeth Citrus/ SJRWMD | Lambeth Citrus - $53,268/ SJRWMD - $159,803 | N/A | SJR32705 | 27.645006505 | -80.544754919
5562 | CIRL | SJRWMD | Banack Family Partnership | SJRWMD-02 | Banack Family Partnership | Upgrade irrigation system to better utilize surface water on approximately 80 acres of citrus. | Agricultural BMPs | Completed | 2019 | 2019 | 33.7001 | 3.8164 | SEB | 80 | 277387.55 | N/A | Banack Family Partnership/ SJRWMD | Banack Family Partnership - $69,347/ SJRWMD - $208,041 | N/A | SJR34325 | 27.795801611 | -80.620112654
5563 | CIRL | SJRWMD | IMG Citrus | SJRWMD-03 | IMG Citrus Inc. | Purchase of compost and compost spreader for approximately 920 acres of citrus. | Agricultural BMPs | Underway | 2020 | 2020 | 532.7292 | 59.7544 | SEB | 524 | 175959 | N/A | IMG Citrus/ SJRWMD | IMG Citrus - $43,990/ SJRWMD - $131,969 | N/A | SJR35614 | 27.813926763 | -80.628827868
4749 | WEKR | Orange County | Orange County Librarty System (OCLS) | OC-50 | North Orange Branch Sanitary Connection | Conversion of facilities from septic to sanitary. | OSTDS Phase Out | Underway | 2018 | 2018 | 5.319 | 22 | Inside Springshed | N/A | 105832 | Not provided | OCLS | Not provided | Not provided | N/A | 28.673824 | -81.487956
4750 | WEKR | Orange County | OCEPD | OC-51 | Lake Gandy BMP Treatment Train Construction | Treatment Train Consisting of Activated Media beds, modular wetlands. | BMP Treatment Train | Planned | 2022 | 2022 | 9.8012 | 9 | Inside Springshed | N/A | 1058660 | TBD | OC BCC | TBD | TBD | N/A | 28.62719 | -81.4283
4751 | WEKR | Orange County | N/A | OC-52 | Education and Ordinances | Ordinances for fertilizer, pet waste, landscape, and irrigation. Public education including FYN and PSAs, websites, and brochures. Full suite of public education and ordinances implemented. | Regulations, Ordinances, and Guidelines | Ongoing | 2017 | N/A | 7075.7511 | N/A | Inside Springshed | N/A | N/A | N/A | N/A | N/A | N/A | N/A | 28.590992 | -81.444064
4752 | WEKR | Orange County | N/A | OC-53a | Black Lake Hydrological and Feasibility Study | Feasibility Study will evaluate selected BMPs for implementability. | Study | Underway | 2019 | 2021 | N/A | N/A | Inside Springshed | N/A | N/A | N/A | N/A | N/A | N/A | N/A | 28.527263 | -81.60151
4753 | WEKR | Orange County | N/A | OC-54a | Lake Tilden Hydrological and Feasibility Study | Feasibility Study will evaluate selected BMPs for implementability. | Study | Underway | 2019 | 2021 | N/A | N/A | Inside Springshed | N/A | N/A | N/A | N/A | N/A | N/A | N/A | 28.520288 | -81.593142
4754 | WEKR | Orange County | N/A | OC-55a | Lake Weston Feasibility Study | Feasibility Study will evaluate selected BMPs for implementability. | Study | Underway | 2021 | 2021 | N/A | N/A | Inside Springshed | N/A | N/A | N/A | N/A | N/A | N/A | N/A | 28.616553 | -81.409056
4755 | WEKR | Orange County | Not provided | OC-56 | Edgewater | Erosion control and bank stabilization along Little Wekiva River. Gabion basket wall and articulated concrete mat to be installed. Total project length is approximately 1045'. | Shoreline Stabilization | Underway | 2019 | 2019 | N/A | N/A | Inside Springshed | 1000 | 2325884 | Not provided | Orange County | Not provided | Not provided | N/A | 28.61753 | -81.419631
4756 | WEKR | Orange County | N/A | OC-57 | Lake Roper Hydrological and Nutrient Assessment & Feasibility Study | Data and information from the assessmet can be used by stakeholders to refine TMDL, provide allocation information within the watershed, and identify potential BMP effectiveness. Feasibility Study will evaluate selected BMPs for implementability. | Study | Underway | 2021 | 2021 | N/A | N/A | Inside Springshed | N/A | 192318.82 | N/A | CIP - OC BCC | Not provided | N/A | N/A | 28.503073 | -81.581147
4600 | WAKU | City of Tallahassee | Leon County | COT-019 | Septic Connection to Existing Sewer in the Wakulla BMAP Area | Provide funding to incentivize ~60 Leon County property owners to voluntarily connect to central sewer where infrastructure is available. All the properties in this project are within the Wakulla Springs Priority Focus Area 1 (PFA1). | OSTDS Phase Out | Underway | Not provided | 2021 | 559 | N/A | PFA1 | N/A | 1344000 | N/A | Legislative Springs Protection Funds | $444,000 | 17-056 | Not provided | 30.306528 | -84.279903
5564 | CIRL | SJRWMD | Hammon Groves | SJRWMD-04 | Hammond Groves | Design and install a surface water pump station, design and complete a pond restoration project and purchase and install mesh bags for citrus trees on approximately 400 acres of citrus. | Agricultural BMPs | Underway | 2020 | 2020 | 1245.4237 | 140.4494 | SEB | 400 | 363491 | N/A | Hammond Groves/ SJRWMD | Hammond Groves - $113,491/ SJRWMD - $250,000 | N/A | SJR35157 | 27.705572939 | -80.502876995
5565 | CIRL | SJRWMD | Not provided | SJRWMD-05 | C-10 Water Management Area Project | Construction of a 1,300 acre reservoir with pump station and outfall structure designed to increase the flow restoration to the St. Johns River of the C-1 Rediversion Project to a total of 50% of the average annual flow. | Hydrologic Restoration | Planned | Not provided | TBD | TBD | TBD | A | Not provided | TBD | Not provided | Ad Valorem | Not provided | Not provided | Not provided | 27.983833575 | -80.742083899
3634 | OKEE | City of Edgewood | N/A | EW-01 | Water Quality Awareness Program | Water quality education and awareness articles in the city quarterly newsletter. Water quality-related informational brochures, fliers and other publications displayed at city hall for the public. | Education Efforts | Ongoing | Not provided | N/A | 32 | 18.2 | Upper Kissimmee | N/A | N/A | 1000 | City of Edgewood | $1,000 | N/A | N/A | Not provided | Not provided
3635 | OKEE | FDACS | SFWMD | FDACS-02 | Wolff Ditch | HWTT is a combination of wetland and chemical treatment technologies designed mainly to remove phosphorus at the subbasin and parcel scales. | Hybrid wetland treatment technology (HWTT) | Completed | Not provided | 2009 | 1420.8 | 1043.6 | Taylor Creek/ Nubbin Slough | 1930 | 1036070 | 412380 | FDACS | N/A | N/A | N/A | 27.2211795936 | -80.8482912456
3636 | OKEE | FDACS | SFWMD | FDACS-03 | Grassy Island | HWTT is a combination of wetland and chemical treatment technologies designed mainly to remove phosphorus at the subbasin and parcel scales. | Hybrid wetland treatment technology (HWTT) | Completed | Not provided | 2010 | 9891 | 4171.2 | Taylor Creek/ Nubbin Slough | 37802 | 5041338 | 1252580 | FDACS | N/A | N/A | N/A | 27.398495068 | -80.8656553358
3637 | OKEE | FDACS | Private Landowner | FDACS-04 | Fisheating Creek | FAVT is a floating aquatic vegetation treatment. | Floating Islands/ Managed Aquatic Plant Systems (MAPS) | Completed | Not provided | 2016 | 10242.6 | 1981.5 | Fisheating Creek | 45000 | 3311070 | 1437810 | FDACS | N/A | N/A | N/A | Not provided | Not provided
3638 | OKEE | FDACS | Private Landowner | FDACS-05 | Nubbin Slough | HWTT is a combination of wetland and chemical treatment technologies designed mainly to remove phosphorus at the subbasin and parcel scales. | Hybrid wetland treatment technology (HWTT) | Completed | Not provided | Prior to 2014 | 1128.6 | 1160.5 | Taylor Creek/ Nubbin Slough | 2000 | 900260 | 216500 | FDACS | N/A | N/A | N/A | 27.2685788304 | -80.6954181116
3639 | OKEE | FDACS | Private Landowner | FDACS-06 | Mosquito Creek | HWTT is a combination of wetland and chemical treatment technologies designed mainly to remove phosphorus at the subbasin and parcel scales. | Hybrid wetland treatment technology (HWTT) | Completed | Not provided | Prior to 2014 | 2638.8 | 1318.5 | Taylor Creek/ Nubbin Slough | 5000 | 1263920 | 275110 | FDACS | N/A | N/A | N/A | 27.2839299819 | -80.7401833662
3640 | OKEE | FDOT District 1 | N/A | FDOT1-01 | State Road 70 from 34th Avenue to 80th Avenue | Six wet detention ponds. | Wet Detention Pond | Completed | 2014 | 2018 | 35.5 | 37.4 | Taylor Creek/ Nubbin Slough | 17.3 | Not provided | Not provided | Florida Legislature | Not provided | N/A | N/A | 27.2817495396 | -80.7114902875
3641 | OKEE | Coordinating Agency | FDOT | CA-15 | SR 710 Regional Project | See FDOT4-01. | Stormwater System Rehabilitation | Canceled | N/A | N/A | N/A | N/A | East Lake Okeechobee | N/A | N/A | N/A | Florida Legislature | N/A | N/A | N/A | N/A | N/A
3642 | OKEE | FDOT District 1 | N/A | FDOT1-03 | Street Sweeping | Street sweeping. | Street Sweeping | Ongoing | Not provided | N/A | 144.1 | 120.2 | Taylor Creek/ Nubbin Slough | N/A | Not provided | Not provided | Florida Legislature | Not provided | N/A | N/A | Not provided | Not provided
3643 | OKEE | Coordinating Agency | FDOT | CA-14 | SR 710 Regional Project | The feasibility study was completed. FDOT is reviewing several conceptual designs. The Coordinating Agencies are also reviewing to determine whether multiple program initiatives can be aligned for a greater project impact. | Study | Completed | TBD | 2017 | N/A | N/A | Taylor Creek/ Nubbin Slough | 39.5 | 1485917 | Not provided | FEMA | $1,485,917 | N/A | N/A | 27.251721 | -80.809293
3644 | OKEE | FDOT District 5 | N/A | FDOT5-02 | 239266-A State Road 15 Hoffner Ave from east of State Road 436 to Conway Road (Pond 1) | Add lanes and reconstruct. | Wet Detention Pond | Completed | Not provided | 2018 | 0.9 | 0 | Upper Kissimmee | 3.6 | Not provided | Not provided | Florida Legislature | Not provided | N/A | N/A | 28.475632 | -81.284815
3645 | OKEE | FDOT District 5 | N/A | FDOT5-03 | 239266-C State Road 15 Hoffner Avenue from west of State 436 to Conway Road (Pond 3) | Add lanes and reconstruct. | Wet Detention Pond | Completed | Not provided | 2018 | 5.9 | 0.8 | Upper Kissimmee | 11.9 | Not provided | Not provided | Florida Legislature | Not provided | N/A | N/A | 28.4804984894 | -81.2980835368
5612 | NIRL | FDOT District 5 | N/A | FDOT-23 | FM 406869-4 79000-4068694-02 Pond 12B | Six lane Brevard C/L to SR44 | Wet Detention Pond | Completed | 2016 | 2016 | 0.35177 | 0.082338 | A | 1 | N/A | N/A | Florida Legislature | N/A | N/A | N/A | 28.8150356 | -80.9061233
5613 | NIRL | FDOT District 5 | N/A | FDOT-24 | FM 406869-4 79000-4068694-04 Swales | Six lane Brevard C/L to SR44 | Grass swales without swale blocks or raised culverts | Completed | 2016 | 2016 | 136.2083 | 17.025 | A | 287.5 | N/A | N/A | Florida Legislature | N/A | N/A | N/A | 28.9374202 | -80.9452058
5614 | NIRL | FDOT District 5 | N/A | FDOT-25 | FM240812 79210-3505-01 WRA B | Add lanes/reconstruct from I-95 to Air Park Rd. | Wet Detention Pond | Completed | 2006 | 2006 | 8.7669 | 2.4799 | A | 24.4 | N/A | N/A | Florida Legislature | N/A | N/A | N/A | 28.9528590 | -80.9400857
5615 | NIRL | FDOT District 5 | N/A | FDOT-26 | FM240812 79210-3505-02 Pond C | Add lanes/reconstruct from I-95 to Air Park Rd. | Dry Detention Pond | Completed | 2006 | 2006 | 8.2351 | 0.96799 | A | 12.5829 | N/A | N/A | Florida Legislature | N/A | N/A | N/A | 28.9557266 | -80.9333965
5616 | NIRL | FDOT District 5 | N/A | FDOT-27 | FM240812 79210-3505-03 Pond D | Add lanes/reconstruct from I-95 to Air Park Rd. | Dry Detention Pond | Completed | 2006 | 2006 | 9.8614 | 1.1978 | A | 13.3 | N/A | N/A | Florida Legislature | N/A | N/A | N/A | 28.9604923 | -80.9267303
5617 | NIRL | FDOT District 5 | N/A | FDOT-28 | FM240811 79210-3504-01 Pond 1 | Add lanes/reconstruct from Air Park Rd to US 1. | Wet Detention Pond | Completed | 2006 | 2006 | 4.5357 | 1.604 | A | 16.3 | N/A | N/A | Florida Legislature | N/A | N/A | N/A | 28.9587912 | -80.9191844
3187 | NIRL | FDOT District 5 | N/A | FDOT-19 | 70008-3505-01 Pond 1 | Missing from Model. From south of State Road 518 (Eau Gallie Causeway) to Banana River Drive. Project canceled. Start date prior to 2000. BMP is accounted for in new model. | BMP Missing from Model | Canceled | 1997 | Prior to 2013 | N/A | N/A | B | 2.3 | Not provided | Not provided | Florida Legislature | Not provided | N/A | N/A | 28.1369710896195 | -80.598260320064
3188 | NIRL | City of Rockledge | Not provided | ROCK-07 | Little John Lane Baffle Box | The second generation (nutrient separating) baffle box includes a wire mesh box that captures vegetative debris, litter, and other materials from settling in the water in the bottom of the box, thereby preventing leaching of the nutrients. | Baffle Boxes- Second Generation | Completed | Not provided | 2004 | 21.5932 | 2.5627 | B | 11.8698 | 60000 | 2555 | Not provided | Not provided | N/A | Not provided | 28.3470602607763 | -80.7239221412234
3189 | NIRL | City of Rockledge | Not provided | ROCK-08 | Fernwood Drive Baffle Box | The second generation (nutrient separating) baffle box includes a wire mesh box that captures vegetative debris, litter, and other materials from settling in the water in the bottom of the box, thereby preventing leaching of the nutrients. | Baffle Boxes- Second Generation | Completed | Not provided | Prior to 2013 | 23.3714 | 2.8507 | B | 12.8809 | 55750 | Not provided | Not provided | Not provided | N/A | Not provided | 28.3377094925977 | -80.7199146805068
3190 | NIRL | City of Rockledge | Not provided | ROCK-09 | Valencia Drive Baffle Box | The second generation (nutrient separating) baffle box includes a wire mesh box that captures vegetative debris, litter, and other materials from settling in the water in the bottom of the box, thereby preventing leaching of the nutrients. | Baffle Boxes- Second Generation | Completed | Not provided | 2008 | 41.627 | 4.9661 | B | 22.8785 | 58960 | 2555 | Not provided | Not provided | N/A | Not provided | 28.3364789605983 | -80.721467032622
3191 | NIRL | City of Rockledge | Not provided | ROCK-10 | Knollwood Baffle Box | The second generation (nutrient separating) baffle box includes a wire mesh box that captures vegetative debris, litter, and other materials from settling in the water in the bottom of the box, thereby preventing leaching of the nutrients. | Baffle Boxes- Second Generation | Completed | Not provided | 2002 | 44.1547 | 5.2796 | B | 24.3 | 68248 | 3682 | Not provided | Not provided | N/A | Not provided | 28.3248052088542 | -80.7147073069673
3192 | NIRL | City of Rockledge | Not provided | ROCK-11 | Sutton Street Baffle Box | The second generation (nutrient separating) baffle box includes a wire mesh box that captures vegetative debris, litter, and other materials from settling in the water in the bottom of the box, thereby preventing leaching of the nutrients. | Baffle Boxes- Second Generation | Completed | Not provided | 2011 | 14.999 | 1.943 | B | 8 | Not provided | Not provided | Not provided | Not provided | N/A | Not provided | 28.3489002160579 | -80.7239852006912
2634 | BIRL | City of Satellite Beach | DEP | SB-06 | Coconut Exfiltration | Existing exfiltration pipe upstream of Desoto Exfiltration Pipe. | Exfiltration Trench | Completed | 2011 | 2013 | 0 | 0 | B | 39.7 | TBD | TBD | DEP | TBD | G0082 | N/A | 28.166641424 | -80.590067685
2635 | BIRL | City of Satellite Beach | DEP | SB-05 | Jackson Exfiltration | Exfiltration trench. | Exfiltration Trench | Completed | 2011 | 2013 | 0 | 0 | B | 11.7 | N/A | TBD | City/ DEP | TBD | N/A | N/A | 28.182336372 | -80.594490299
2636 | BIRL | City of Satellite Beach | DEP | SB-04 | Avocado Continuous Deflective Separation (CDS) Unit | CDS Unit downstream of Jackson Exfiltration. | Hydrodynamic Separators | Completed | 2011 | 2013 | 0 | 0.92069 | B | 8.6 | TBD | TBD | City/ DEP | TBD | N/A | N/A | 28.183731337 | -80.601942296
2637 | BIRL | City of Satellite Beach | DEP | SB-03 | Jackson Exfiltration | Exfiltration pipe. | Exfiltration Trench | Completed | 2011 | 2013 | 21.032 | 2.8818 | B | 8.6 | N/A | TBD | City/ DEP | TBD | N/A | N/A | 28.183731337 | -80.601942296
2638 | CIRL | St. Lucie County | N/A | SLC-01 | Education Efforts | FYN; landscaping, irrigation, fertilizer, and pet waste ordinances; PSAs, pamphlets, website, and illicit discharge program. | Education Efforts | Ongoing | Prior to 2013 | N/A | 6241.26 | 1006.38 | SIRL | N/A | N/A | N/A | N/A | N/A | N/A | Not provided | 27.509352 | -80.397213
2912 | CIRL | City of Sebastian | N/A | SEB-01 | Main Street/Indian River Drive Improvements | Not provided. | Dry Detention Pond | Completed | Not provided | 2009 | 5.9858 | 0.80122 | SEB | 5.6 | Not provided | Not provided | Not provided | Not provided | N/A | Not provided | 27.817415717 | -80.469817276
2913 | CIRL | City of Palm Bay | N/A | PB-45 | Basin 1 Drainage Improvements Phase 2B Victoria Pond (West of U.S. 1) | Baffle box and upflow filter. | BMP Treatment Train | Planned | TBD | 2019 | TBD | TBD | A | 175 | TBD | TBD | TBD | TBD | N/A | Not provided | 28.061 | -80.596
2914 | CIRL | City of Palm Bay | N/A | PB-44 | Basin 3 Bayfront Community SW Improvements (Koske Pond Phases 2 and 3) | Expansion of wet pond. | Wet Detention Pond | Planned | TBD | 2019 | TBD | TBD | A | TBD | TBD | 200 | TBD | TBD | N/A | Not provided | 28.039 | -80.585
3175 | NIRL | City of Melbourne | N/A | MEL-05 | Babcock Street Realignment | Additional treatment was provided for the adjacent drainage basins. | On-line Retention BMPs | Completed | 2004 | 2005 | 133.9586 | 18.8782 | B | 42.3 | 1757186 | Not provided | City | N/A | N/A | N/A | 28.1137628090592 | -80.6228893621516
3176 | NIRL | City of Melbourne | N/A | MEL-25 | Sarno Road Turn Lane | Dry detention above needs for turn lane construction. | Dry Detention Pond | Completed | 2017 | 2018 | 7.2011 | 1.0357 | B | 6.79 | 560000 | Not provided | City | City - $560,000 | N/A | N/A | 28.12139 | -80.63139
3177 | NIRL | City of Cocoa | N/A | CC-18 | John Garren Street Realignment & Parking | Roadway and stormwater improvements. | BMP Treatment Train | Canceled | N/A | N/A | N/A | N/A | B | N/A | N/A | N/A | N/A | N/A | N/A | N/A | N/A | N/A
3178 | NIRL | City of Rockledge | Not provided | ROCK-06 | Park Avenue Baffle Box | The second generation (nutrient separating) baffle box includes a wire mesh box that captures vegetative debris, litter, and other materials from settling in the water in the bottom of the box, thereby preventing leaching of the nutrients. | Baffle Boxes- Second Generation | Completed | Not provided | 2007 | 23.4704 | 2.77 | B | 13.1825 | 52529 | 2555 | Not provided | Not provided | N/A | Not provided | 28.3220234729787 | -80.7129191180079
3179 | NIRL | City of Melbourne | SOIRL | MEL-23 | Leewood Forest Wetland and Baffle Box | The proposed project consists of construction a wetland treatment area and baffle box to provide stormwater quality treatment. | Constructed Wetland Treatment | Planned | TBD | TBD | TBD | TBD | B | 149.5 | 2590000 | Not provided | City/ SOIRL | TBD | N/A | N/A | 28.1348 | -80.6649
3180 | NIRL | City of Melbourne | SOIRL | MEL-26 | Apollo/GA Baffle Box | 2nd generation baffle box with BAM. | Baffle Boxes- Second Generation with Media | Planned | 2019 | 2022 | TBD | TBD | B | 854 | 825000 | Not provided | City/ SOIRL | $297,522 | N/A | N/A | 28.1125 | -80.63361
3181 | NIRL | City of Melbourne | SOIRL | MEL-27 | Stewart Road WQ Project | Installation of BAM filter box on existing culvert. | Biosorption Activated Media (BAM) | Canceled | N/A | N/A | N/A | N/A | B | N/A | N/A | N/A | N/A | N/A | N/A | N/A | 28.14722 | -80.64694
3182 | NIRL | City of Rockledge | SOIRL | ROCK-01 | Orange Avenue Baffle Box | The second generation (nutrient separating) baffle box includes a wire mesh box that captures vegetative debris, litter, and other materials from settling in the water in the bottom of the box, thereby preventing leaching of the nutrients. | Baffle Boxes- Second Generation | Completed | Not provided | 2009 | 18.6639 | 2.3266 | B | 10.4 | 8600 | 2555 | Not provided | Not provided | N/A | Not provided | 28.3358844529754 | -80.7191337236133
3183 | NIRL | City of Rockledge | SOIRL | ROCK-02 | Barton Avenue Baffle Box | The second generation (nutrient separating) baffle box includes a wire mesh box that captures vegetative debris, litter, and other materials from settling in the water in the bottom of the box, thereby preventing leaching of the nutrients. | Baffle Boxes- Second Generation | Completed | Not provided | 2009 | 50.7479 | 6.6243 | B | 27.1 | 9350 | 2555 | Not provided | Not provided | N/A | Not provided | 28.3344067956925 | -80.7185547816069
2773 | CIRL | Town of Melbourne Beach | N/A | MB-16 | Melbourne Beach Library | Not provided. | Dry Detention Pond | Completed | Not provided | 2001 | 1.2866 | 0.174 | A | 1.5 | Not provided | Not provided | Not provided | Not provided | N/A | Not provided | 28.0687955 | -80.560293775
2774 | CIRL | Town of Melbourne Beach | N/A | MB-15 | Melbourne Beach Chevron | Not provided. | 100% On-site Retention | Completed | Not provided | 2010 | 6.2376 | 0.83704 | A | 0.6 | Not provided | Not provided | Not provided | Not provided | N/A | Not provided | 28.068682081 | -80.561101107
2775 | CIRL | Town of Melbourne Beach | N/A | MB-14 | CIBs - Basins 4, 6, 10 & 15 | Not provided. | Catch Basin Inserts/Inlet Filter Cleanout | Completed | Not provided | 2000 | 5 | 3.5 | A | Not provided | Not provided | Not provided | Not provided | Not provided | N/A | Not provided | 28.062650424 | -80.558347334
2776 | CIRL | Town of Melbourne Beach | N/A | MB-13 | Basin 18 - Riverview Lane Baffle Box | Not provided. | Baffle Boxes- First Generation | Completed | Not provided | 2000 | 0.26031 | 0.17613 | A | 5.9 | Not provided | Not provided | Not provided | Not provided | N/A | Not provided | 28.056979249 | -80.560203259
2777 | CIRL | Melbourne Tillman WCD | N/A | MT-04 | Weir Construction C-74 @ C-69 | Not provided. | Control Structure | Completed | Not provided | 2016 | Not provided | Not provided | A | 840 | Not provided | Not provided | Not provided | Not provided | N/A | Not provided | Not provided | Not provided
2778 | NIRL | City of Cocoa | N/A | CC-05 | North Brevard Avenue Stormwater Treatment Facility | Hydrodynamic separators that remove sediment, trap debris and separate floating oils from runoff. | Hydrodynamic Separators | Completed | 2005 | 2005 | N/A | 1.8241 | B | 11.3 | N/A | N/A | City of Titusville | N/A | N/A | N/A | 28.3572166853689 | -80.7280586746575
2779 | NIRL | Kennedy Space Center | N/A | KSC-13 | KARS II Racquetball Court M6-0328A | Demolition of facility resulted in loss of impervious area and change of land use. | Land Use Change | Completed | Not provided | 2010 | TBD | TBD | B | 0.1 | N/A | N/A | N/A | N/A | N/A | Not provided | 28.5246841038073 | -80.6671086390109
2780 | NIRL | Town of Indialantic | Not provided | TI-03 | Education Efforts | Pamphlet, website, and fertilizer ordinance. | Education Efforts | Ongoing | Not provided | N/A | 64.92 | 9.76 | B | N/A | Not provided | Not provided | Not provided | Not provided | N/A | Not provided | 28.093254 | -80.572739
2781 | NIRL | Town of Indialantic | Not provided | TI-02 | 100% On-Site Retention | Not provided. | 100% On-site Retention | Completed | Not provided | 2001 | 1280.45 | 190.0857 | B | 3.5 | Not provided | Not provided | Not provided | Not provided | N/A | Not provided | 28.0929613555149 | -80.5727343405277
3003 | NIRL | Brevard County | DEP | BC-060 | Huntington Road | Installation of vegetative floating island into an exiting detention pond. | Floating Islands/ Managed Aquatic Plant Systems (MAPS) | Completed | Not provided | 2016 | 248.562 | 37.9331 | A | 354.6415 | 45788 | 9997.5 | DEP/County | Not provided | G0430 | Not provided | 28.7667743725469 | -80.8638293742923
3004 | NIRL | Brevard County | DEP | BC-061 | Port St. John C | Installation of vegetative floating island into an exiting detention pond. | Floating Islands/ Managed Aquatic Plant Systems (MAPS) | Completed | Not provided | 2016 | 18.5618 | 2.7206 | B | 19.9881 | 14062 | 3070.5 | DEP/County | Not provided | G0430 | Not provided | 28.4785448767231 | -80.7730351941441
3005 | NIRL | Brevard County | SJRWMD | BC-073 | Eau Gallie Area Muck Dredging | Removed an estimated 600,000 cubic yards of muck. | Muck Removal/Restoration Dredging | Completed | 2017 | 2018 | TBD | TBD | B | N/A | 26250000 | N/A | SOIRL | SOIRL - $26,250,000 | N/A | Not provided | 28.134476 | -80.614342
3006 | NIRL | Brevard County | DEP | BC-054 | McIver South | Upgrading a 1st Generation to a 2nd generation baffle box by adding the nutrient separating screen. | Baffle Boxes- Second Generation | Completed | Not provided | 2013 | 5.189 | 0.5991 | B | 2.8 | 12507 | 2140 | DEP | DEP - $275,000 | S0648 | Not provided | 28.2879510396651 | -80.6958981800002
3007 | NIRL | Brevard County | DEP | BC-063 | Granada West | Upgrading a 1st Generation to a 2nd generation baffle box by adding the nutrient separating screen. | Baffle Boxes- Second Generation | Completed | Not provided | 2015 | 15.1081 | 1.8094 | B | 8.6 | 11220 | 2140 | DEP | DEP - $275,000 | S0649 | Not provided | 28.3368291905656 | -80.6997091027625
3008 | NIRL | Brevard County | Not provided | BC-050 | Wickham Park | The provided treatment volume is .17 ac-It. | Stormwater Reuse | Completed | Not provided | 2010 | TBD | TBD | B | Not provided | Not provided | Not provided | Not provided | Not provided | N/A | Not provided | 28.1619906106918 | -80.6679901540891
3009 | NIRL | Brevard County | DEP | BC-065 | Sunset Park North | Upgrading a 1st Generation to a 2nd generation baffle box by adding the nutrient separating screen. | Baffle Boxes- Second Generation | Completed | Not provided | 2015 | 42.1531 | 5.0387 | B | 23.1 | 11170 | 2140 | DEP | DEP - $275,000 | S0651 | Not provided | 28.0967269129133 | -80.5758464395432
4251 | RAIN | Florida Governmental Utility Authority | N/A | R059 | Supervisory Control and Data Acquisition (SCADA) Installation | Planned phased project for installation of SCADA at city WWTPs followed by installation at lift stations. | WWTF Upgrade | Underway | 2020 | Not provided | N/A | N/A | Rainbow Springs Basin | N/A | Not provided | Not provided | Not provided | Not provided | N/A | Not provided | TBD | TBD
4252 | RAIN | City of Ocala | Equity Lifestyle/ DEP | B049 | Fox Meadow Sewer Expansion Project | The objective of the project s to design and construct a sanitary sewer system which will remove from service ~275 OSTDS from the associated single family residential lots. The OSTDS contribute to the TN and TP impairment of Rainbow Springshed. | OSTDS Phase Out | Planned | 2021 | 2023 | 324 | N/A | Rainbow Spring Basin/ Silver Spring Basin | N/A | 4705000 | Not provided | Equity Lifestyle/ DEP | Not provided | Not provided | Not provided | 29.20803 | -82.19936
4253 | RAIN | City of Ocala | DEP | B050 | Fairfield Village Sewer Expansion Project | The objective of the project s to design and construct a sanitary sewer system which will remove from service ~350 OSTDS from the associated single family residential lots. The OSTDS contribute to the TN and TP impairment of Rainbow Springshed. | OSTDS Phase Out | Underway | 2020 | 2022 | 478 | N/A | Rainbow Spring Basin/ Silver Spring Basin | N/A | 1500000 | N/A | City of Ocala/ DEP | $750,000 | LPS0030 | Not provided | 29.12702 | -82.20724
4270 | RAIN | SWFWMD | Not provided | R020 | P301 Feasibility Phase – Wastewater Disposal Treatment Wetlands | Siting and feasibility assessment for treatment wetlands to polish wastewater treatment plant (WWTP) effluent. | Study | Completed | 2015 | 2016 | N/A | N/A | Rainbow Springs Basin | N/A | Not provided | Not provided | Not provided | Not provided | Not provided | Not provided | TBD | TBD
4304 | JABL | FDACS | Agricultural Producers | FDACS-02 | BMPs Implementation and Verification - Livestock Waste | Enrollment and verification of livestock waste BMPs by agricultural producers. Reductions based on efficiencies referenced in the BMAP and 100% NOI enrollment of unenrolled acres. | Agricultural BMPs | Underway | Not provided | N/A | 5401 | N/A | Jackson County | N/A | TBD | TBD | FDACS | TBD | N/A | Not provided | Not provided | Not provided
3507 | OKEE | Osceola County | N/A | OSC-02 | Narcoossee Road III Ponds C3A & C3B | Roadway widening. | Wet Detention Pond | Completed | Not provided | 2012 | 2.8 | 0.6 | Upper Kissimmee | 29.7 | Not provided | 4195 | Osceola County | Not provided | N/A | N/A | 28.312717759 | -81.2389558086
3508 | OKEE | Osceola County | N/A | OSC-03 | Narcoossee Road III Pond D3 | Roadway widening. | Wet Detention Pond | Completed | Not provided | 2012 | 8.9 | 0.6 | Upper Kissimmee | 22.2 | Not provided | 4195 | Osceola County | Not provided | N/A | N/A | 28.3265707972 | -81.2321930957
3509 | OKEE | City of Orlando | N/A | ORL-09 | Clear Lake Basin Inlet Baskets | 29 inlet baskets installed to remove gross pollutants, including organic debris, sediment and litter. 25.25 cubic yards/yr of material collected. | Catch Basin Inserts/Inlet Filter Cleanout | Ongoing | Not provided | N/A | 16.6 | 16.4 | Upper Kissimmee | Not provided | 8550 | 8332 | City of Orlando Streets and Stormwater Division | Not provided | N/A | N/A | 28.541436 | -81.403247
3510 | OKEE | Polk County | Extension Office/ County Utilities/ Lakes Education Action Drive/ Municipal Agencies | PC-01 | Education and Outreach | FYN, fertilizer ordinance, PSAs, pamphlets, website, and Illicit Discharge Program. | Education Efforts | Ongoing | 2000 | N/A | 824.2 | 186.2 | Lake Istokpoga | 12720.9 | N/A | 2000 | Polk County | $2,000 | N/A | N/A | Not provided | Not provided
3511 | OKEE | Osceola County | N/A | OSC-04 | Narcoossee Road III Pond E1 | Roadway widening. | Wet Detention Pond | Completed | Not provided | 2012 | 5.1 | 0 | Upper Kissimmee | 12.4 | Not provided | 4195 | Osceola County | Not provided | N/A | N/A | 28.3402173028 | -81.2289259024
3512 | OKEE | Osceola County | N/A | OSC-26 | Proctor | Conservation areas. | Land Use Change | Completed | Not provided | 2009 | 138.5 | 14.5 | Upper Kissimmee | 34.6 | Not provided | 1750 | Osceola County | $1,750 | N/A | N/A | 28.2850984913 | -81.3719461046
3513 | OKEE | Osceola County | N/A | OSC-27 | Twin Oaks | Conservation areas. | Land Use Change | Completed | Not provided | 2009 | 4 | 0.5 | Upper Kissimmee | 2.5 | Not provided | 16500 | Osceola County | $16,500 | N/A | N/A | 28.3397195759 | -81.2321646832
3514 | OKEE | Osceola County | N/A | OSC-28 | Cherokee Point | Conservation areas. | Land Use Change | Completed | Not provided | Prior to 2014 | 2468.3 | 289.6 | Upper Kissimmee | 1354.1 | Not provided | 21800 | Osceola County | $21,800 | N/A | N/A | 28.1844502327 | -81.4263004766
3515 | OKEE | Osceola County | HOA | OSC-29 | Encatada Resort | Stormwater reuse for landscape irrigation from pond. | Stormwater Reuse | Completed | Not provided | Prior to 2014 | 55.6 | 1.7 | Upper Kissimmee | 56.8 | Not provided | Not provided | HOA | Not provided | N/A | N/A | 28.3366164518 | -81.6283768535
4124 | WEKR | City of Altamonte Springs | N/A | AS-18 | Wekiva GeoPark Restoration Project | Conservation project – Restore 20 acres of wetlands in Wekiva Basin GeoPark; includes removal of logging roads. | Wetland Restoration | Completed | Prior to 2015 | 2000 | N/A | N/A | Outside Springshed | N/A | 387500 | N/A | Stormwater Utility Fund/ Capital Projects | $387,500 | N/A | Not provided | 28.823566667 | -81.407288889
4309 | JABL | Jackson County | DEP/ Local | JC-05 | Jackson Blue Spring Recreation Area Stormwater Improvement Project | Design and construct a stormwater management system that captures and treats stormwater at Jackson Blue Spring. Project will also stabilize and restore approximately 250-300 LF of shoreline. | Stormwater System Upgrade | Underway | 2017 | 2021 | TBD | N/A | Jackson County | TBD | 751200 | Not provided | DEP/ Local Match | DEP - $729,200/ Local - $22,000 | LP0110C | Not provided | Not provided | Not provided
4310 | JABL | NWFWMD | FDACS/ NRCS | NWF-08 | Mobile Irrigation Laboratory | Annual contract to support water quantity evaluations and retrofits with producers across the NWFWMD, largely within in Jackson County. | Agricultural BMPs | Underway | 2005 | TBD | N/A | N/A | Jackson County | N/A | 1863780.5 | N/A | NWFWMD | NWFWMD - $1,029,563/ FDACS - $768671/ NRCS - 65,547 | N/A | 21-008 | 30.85109 | -85.097263
4311 | JABL | NWFWMD | DEP/ Agricultural Producers | NWF-01 | Agricultural BMPs Cost-Share Program | Cost-share funding for agricultural BMPs, including crop rotation and equipment, to improve water use efficiency and reduce nutrient loading. Cost estimate is cumulative since FY 13-14. Estimated load reduction to land surface is 385,373 lb/yr TN. | Agricultural BMPs | Ongoing | 2013 | N/A | 69367 | N/A | Basinwide | 15648 | 10015251.6 | N/A | DEP/ FDACS/ Jackson Soil and Water Conservation District | DEP - $7,511,439/ Producers Match - $2,503,813 | S0676/ S0809/ S0809A1/ LP01106/ LP1101B/ LP1101I/ LP1101J/ LPS0022 | 14-021/ 15-050/ 15-050/ 17-066/ 18-027/ 19-033/ 19-041/ 20-057 | 30.85109 | -85.097263
4576 | SILV | Marion County Utilities | TBD | S182 | Silver Springs Shores Reuse to Silver Springs Shores Golf & Country Club | Convert from overhead to micro-jet irrigation system. | WWTF Diversion to Reuse | Underway | Not provided | 2019 | TBD | N/A | Silver Springs PFA | N/A | TBD | TBD | TBD - SJRWMD/ DEP/ MCU CIP Funds | TBD | Not provided | Not provided | TBD | TBD
3845 | WAKU | Leon County | NWFWMD | LC-030 | Fuller Road Regional Facility | Constructed 10-acre stormwater retrofit facility at I-10 and US 27.Original credit of 58 lbs-TN/yr. Project was completed before 2013 and is not eligible for credit in the 2018 BMAP. | Stormwater Treatment Areas (STAs) | Completed | Prior to 2015 | Prior to 2013 | N/A | N/A | Inside Springshed | 400 | 800000 | N/A | Leon County | $800,000 | N/A | Not provided | 30.495663 | -84.309254
3846 | WAKU | Gadsden County | N/A | GC-005 | Fertilizer Ordinance | Adoption of fertilizer ordinance. | Regulations, Ordinances, and Guidelines | Ongoing | 2017 | N/A | 14 | N/A | Inside Springshed | N/A | N/A | N/A | N/A | N/A | N/A | Not provided | Not provided | Not provided
3847 | WAKU | Leon County | N/A | LC-008 | Education and Outreach | Outreach through FYN, illicit discharge program, pamphlets, presentations, workshops, and special events. | Education Efforts | Ongoing | 2015 | N/A | 377 | N/A | PFA1 | N/A | N/A | N/A | Leon County | N/A | N/A | Not provided | 30.471396 | -84.265821
3848 | WAKU | Gadsden County | N/A | GC-003 | Comprehensive Plan Infrastructure Element | Comprehensive Plan Infrastructure Element. | Regulations, Ordinances, and Guidelines | Ongoing | 2015 | N/A | N/A | N/A | Inside Springshed | N/A | N/A | N/A | N/A | N/A | N/A | Not provided | Not provided | Not provided
3849 | WAKU | Gadsden County | N/A | GC-002 | Comprehensive Plan Policy 5.2.4 and 5.2.11 in Conservation Element | Comprehensive Plan Policy 5.2.4 and 5.2.11in the Conservation Element. | Regulations, Ordinances, and Guidelines | Ongoing | 2015 | N/A | N/A | N/A | Inside Springshed | N/A | N/A | N/A | N/A | N/A | N/A | Not provided | Not provided | Not provided
4076 | WEKR | Seminole County | Destiny Canal MSBU | SC-42 | Lake Destiny Canal Shoreline Restoration | Planted native aquatic vegetation along individual homeowner shorelines. | Creating/ Enhancing Living Shoreline | Completed | 2017 | 2017 | TBD | TBD | Outside Springshed | N/A | N/A | 6000 | N/A | N/A | N/A | N/A | 28.642453 | -81.395379
4077 | WEKR | Seminole County | Springwood MSBU | SC-41 | Spring Wood Lake Shoreline Restoration | Planted native aquatic vegetation along individual homeowner shorelines. | Creating/ Enhancing Living Shoreline | Completed | 2017 | 2017 | TBD | TBD | Outside Springshed | N/A | N/A | 6000 | N/A | N/A | N/A | N/A | 28.642925 | -81.392204
4078 | WEKR | Seminole County | Spring Lake MSBU | SC-40 | Spring Lake Shoreline Restoration | Planted native aquatic vegetation along individual homeowner shorelines. | Creating/ Enhancing Living Shoreline | Completed | 2017 | 2017 | TBD | TBD | Outside Springshed | N/A | N/A | 6000 | N/A | N/A | N/A | N/A | 28.650249 | -81.395716
3524 | OKEE | FDACS | Agricultural Producers | FDACS-11 | BMP Implementation and Verification | Enrollment and verification of BMPs by agricultural producers - Taylor Creek/Nubbin Slough. Reductions based on WAM model. Acres treated based on FDACS OAWP December 2020 Enrollment and FSAID VII. | Agricultural BMPs | Ongoing | N/A | N/A | 84013 | 16119 | Taylor Creek/ Nubbin Slough | 130110.262 | N/A | N/A | FDACS | TBD | N/A | N/A | Not provided | Not provided
3541 | OKEE | Orange County | N/A | OC-34 | Lake Conway Pershing CDS | Treat stormwater from Pershing Avenue. | Hydrodynamic Separators | Completed | Prior to 2014 | Prior to 2014 | TBD | TBD | Upper Kissimmee | Not provided | Not provided | 5072 | Lake Conway Taxing District (MSTU) | $5,072 | N/A | N/A | 28.49861 | -81.34709
3542 | OKEE | Orange County | N/A | OC-49 | Lake Christie NSBB | Install nutrient separating baffle box fitted with bioactivated media. | Baffle Boxes- Second Generation with Media | Completed | 2018 | 2018 | TBD | TBD | Upper Kissimmee | 81.5 | 150000 | 1500 | Orange County | $151,500 | N/A | N/A | 28.441711 | -81.407697
3543 | OKEE | Orange County | N/A | OC-50 | Lake Pineloch NSBB-Upflow Filter | Construct a treatment train consisting of an on-line nutrient separating baffle box and off-line upflow filter fitted with reducing media. | BMP Treatment Train | Underway | 2021 | 2021 | TBD | TBD | Upper Kissimmee | 109 | 861628 | 2500 | OC BCC/ SJRWMD | $284,337 | N/A | 35743 | 28.510959 | -81.366018
3544 | OKEE | Orange County | N/A | OC-51 | Shingle Creek Hydro/ Nutrient Assessment | Conduct a nutrient/hydro assessment producing a ranked list of BMPs. | Study | Underway | 2019 | 2019 | N/A | N/A | Upper Kissimmee | N/A | 134958 | N/A | Orange County | $134,958 | N/A | N/A | 28.389283 | -81.432652
4000 | SILV | Town of Lady Lake | DEP/ City of Ocala (Potentially) | S052 | Lady Lake Stormwater System Maintenance | Townwide curb and gutter cleaning and catch basin vacuuming. Removes pollutants and debris before entering storm sewer system. Benchmark frequency for this routine maintenance shall be quarterly or as needed. | BMP Cleanout | Ongoing | 2000 | N/A | Not provided | N/A | Silver Springs Basin | N/A | N/A | Not provided | Town of Lady Lake | Not provided | N/A | Not provided | TBD | TBD
4001 | SILV | Town of Lady Lake | DEO | S051 | Skyline Drive Drainage Improvement | Improved stormwater conveyance system. Area covers Skyline Dr. north to Ray St., west to Summit St., and east to High St. | Stormwater System Upgrade | Completed | 2014 | 2014 | Not provided | N/A | Silver Springs Basin | N/A | 1300000 | Not provided | Town of Lady Lake/ DEO | Not provided | N/A | Not provided | TBD | TBD
4002 | SILV | Villages Center CDD | Sumter Landing CDD | S050 | Stormwater System Inspections | Routine stormwater system inspections, cleaning, and maintenance performed as needed. | Stormwater System Rehabilitation | Completed | 2000 | 2000 | N/A | N/A | Silver Springs Basin | N/A | N/A | Not provided | Village Center CDD/ Sumter Landing CDD | Not provided | N/A | N/A | TBD | TBD
4123 | WEKR | City of Altamonte Springs | N/A | AS-15a | Street Sweeping | Street sweeping occurs daily; total miles swept = 5,000 miles per year - Split between springshed and surface. | Street Sweeping | Ongoing | Prior to 2015 | N/A | 3413 | 4440 | Outside Springshed | 245 | 480000 | 100000 | Stormwater Utility Fund | $480,000 | N/A | Not provided | Not provided | Not provided
4593 | SILV | Marion County Utilities | TBD | S199 | Install about 8,000 ft of 12" RCWM from the Silver Springs Shores WWTF to the Silver Springs Shores golf course approximately 7 to 10 miles from Silver Springs. | Install about 8,000 ft of 12" RCWM from the Silver Springs Shores WWTF to the Silver Springs Shores golf course approximately 7 to 10 miles from Silver Springs. | WWTF Diversion to Reuse | Underway | Not provided | 2021 | TBD | N/A | Silver Springs PFA | N/A | TBD | TBD | TBD - SJRWMD/ DEP/ MCU CIP Funds | TBD | Not provided | Not provided | TBD | TBD
4594 | STLU | St. Lucie County | N/A | SLC-017 | Swales Material Collection | Road side swale cleanout and retrofitting in MS4 area and non-MS4 area. | BMP Cleanout | Ongoing | 2018 | N/A | TBD | TBD | Primary BMAP Area | Not provided | TBD | TBD | TBD | TBD | N/A | Not provided | 27.328212 | -80.476607
3184 | NIRL | City of Rockledge | Not provided | ROCK-03 | Hardee Circle Baffle Box | The second generation (nutrient separating) baffle box includes a wire mesh box that captures vegetative debris, litter, and other materials from settling in the water in the bottom of the box, thereby preventing leaching of the nutrients. | Baffle Boxes- Second Generation | Completed | Not provided | 2009 | 26.3799 | 3.1567 | B | 14.5995 | 43420 | 2555 | Not provided | Not provided | N/A | Not provided | 28.3450210169474 | -80.7233373119782
3943 | SILV | Marion County Office of the County Engineer | Marion County Stormwater Section | B008 | Marion County Fertilizer Ordinance | Florida-friendly fertilizer ordinance (2008) and land development code for urban landscapes regulates use of fertilizers by any applicator; training/licensing requirements; application rates/methods, fertilizer-free & low-maintenance zones. | Regulations, Ordinances, and Guidelines | Ongoing | 2008 | N/A | N/A | N/A | Rainbow Springs Basin/ Silver Springs Basin | N/A | Not provided | N/A | Not provided | Not provided | N/A | N/A | 29.20327 | -82.0481
3944 | SILV | Marion County Office of the County Engineer | Marion County Stormwater Section | B007 | Marion County Irrigation Ordinance | Ordinance sets enforceable irrigation schedule and rates of irrigation for Marion County. It also identifies efficient irrigation systems that are exempt from schedule. | Regulations, Ordinances, and Guidelines | Ongoing | 2008 | N/A | N/A | N/A | Rainbow Springs Basin/ Silver Springs Basin | N/A | Not provided | N/A | Not provided | Not provided | N/A | N/A | 29.20327 | -82.0481
4045 | WEKR | City of Orlando | Not provided | ORL-19 | Lift Station #37 Improvements | Lift station components replaced, including wet well with greater capacity. Standby generator installed. Gravity pipes in vicinity replaced. | Sanitary Sewer and Wastewater Treatment Facility (WWTF) Maintenance | Completed | Not provided | 2009 | Not provided | Not provided | Outside Springshed | N/A | 1400000 | Not provided | City of Orlando/ Water Reclamation Division | Not provided | Not provided | Not provided | Not provided | Not provided
4046 | WEKR | City of Orlando | Not provided | ORL-17 | Rio Grande Sanitary Sewer | Install gravity lines in area with septic tanks to reduce nutrient seepage into ground water table. | Wastewater Service Area Expansion | Completed | Not provided | 2000 | Not provided | Not provided | Outside Springshed | N/A | 1622124 | Not provided | City of Orlando/ Water Reclamation Division | Not provided | Not provided | Not provided | Not provided | Not provided
4047 | WEKR | City of Orlando | Not provided | ORL-18 | West Lake Fairview Sanitary Sewer | Install sanitary sewer in area with septic tanks to reduce nutrient seepage into ground water table. | Wastewater Service Area Expansion | Canceled | Not provided | N/A | Not provided | Not provided | Outside Springshed | N/A | N/A | Not provided | City of Orlando/ Water Reclamation Division | Not provided | Not provided | Not provided | Not provided | Not provided
2749 | CIRL | FDOT District 4 | N/A | FDOT4-27 | FM# 230108-1 (Pond 1) | SR 68 from SR 9 to east of CR-607A: widening and new lane construction (60% credit, remaining 40% to SLE). | Wet Detention Pond | Completed | 2002 | 2013 | Not provided | Not provided | SIRL | 4.95 | Not provided | Not provided | Florida Legislature | Not provided | N/A | Not provided | Incompatible Point | Incompatible Point
2750 | CIRL | FDOT District 4 | N/A | FDOT4-16 | FM# 230132-1 (system 6) | Widening SR 615 between Avenue Q and Industrial Ave Three and constructing new roadway between Industrial Ave Three to SR 5 (system 6). | Wet Detention Pond | Completed | 1998 | 2001 | 8.2987 | 3.1251 | SIRL | 4.7118 | Not provided | Not provided | Florida Legislature | Not provided | N/A | Not provided | 27.492584 | -80.34963
4403 | HILL | Pasco County | Hillsborough County | PASCO-009 | New River Bacteria Sampling | Conduct simultaneous bacteria sampling at water quality monitoring stations in Pasco and Hillsborough Counties. | FIB- Source Identification Activities | Ongoing | 2017 | N/A | N/A | N/A | New River | N/A | Not provided | N/A | Pasco County/ Hillsborough County | Not provided | N/A | Not provided | Not provided | Not provided
4404 | HILL | Pasco County | N/A | PASCO-010 | Pet Waste Ordinance | Pasco County to Adopt a Pet Waste Ordinance. | FIB- Stormwater | Planned | Not provided | 2022 | N/A | N/A | Pasco County | N/A | Not provided | N/A | Pasco County | Not provided | N/A | Not provided | Not provided | Not provided
4405 | HILL | Tampa Bay Estuary Program | BMAP Stakeholders | TBEP-004 | Social Marketing Campaign Focused on Reducing Sanitary Sewer Overflows | Community outreach campaign focused on private citizen behaviors that reduce SSOs. Market research on behaviors, audiences, barriers to private maintenance, and benefits to motivate behavior change. | FIB- Sanitary Sewer | Underway | Not provided | 2021 | N/A | N/A | Lower Hillsborough River/ New River/ Spartman Branch/ Baker Creek/ Flint Creek | N/A | 200000 | TBD | TBEP/ DEP/ Pinellas County | Tampa Bay Estuary Program - $200,000 | NF054 | Not provided | Not provided | Not provided
3726 | SILV | Town of Lady Lake | N/A | S171 | Public Education and Outreach Activities to Protect Groundwater | Outreach program (6 % credit) for residents enhances knowledge and awareness of stormwater management. Includes FYN program; pet waste ordinances, landscaping, irrigation, and fertilizer; PSAs; pamphlets; website; and inspection program. | Education Efforts | Ongoing | Not provided | N/A | 193 | N/A | Silver Springs Basin | N/A | Not provided | Not provided | Town of Lady Lake | Not provided | N/A | Not provided | Not provided | Not provided
3727 | SILV | City of Fruitland Park | N/A | S170 | Public Education and Outreach Activities to Protect Groundwater | Outreach program (5.5 % credit) to residents of Fruitland Park enhances knowledge and awareness of stormwater management. Includes FYN program; ordinances for landscaping, irrigation, and pet waste; PSAs; pamphlets; website; and inspection program. | Education Efforts | Ongoing | Not provided | N/A | 300 | N/A | Silver Springs Basin | N/A | Not provided | Not provided | City of Fruitland Park | Not provided | N/A | Not provided | Not provided | Not provided
4209 | RAIN | Florida Governmental Utility Authority | SWFWMD | R103 | Rainbow River and Rio Vista Septic–to–Sewer Project | The primary objective of this project is to design and construct a sanitary sewer system which will remove from service approximately 329 septic tanks from the associated single family residential lots. | OSTDS Phase Out | Underway | 2020 | 2023 | 2709.9792 | N/A | Rainbow Springs Basin | N/A | Not provided | Not provided | Not provided | Not provided | Not provided | Not provided | 29.073 | -82.439
4210 | RAIN | Management Strategies | TBD | R094 | WWTF Policy Reductions | Achieved by WWTF policy if implemented BMAP–wide, achieving 3 or 6 mg/L. | Regulations, Ordinances, and Guidelines | Planned | TBD | 2038 | 11272.0637 | N/A | Rainbow Springs Basin | N/A | TBD | TBD | TBD | TBD | TBD | Not provided | N/A | N/A
4211 | RAIN | Marion County Utilities | SWFWMD | R105 | Package Wastewater Plant Removal Program | Remove 6 package plants and connect areas to County centralized wastewater system. The package plants will be connected to WWTFs that produce reclaimed water. The project includes constructing new lift stations and forcemains. | Decommission/ Abandonment | Underway | 2018 | 2021 | 1156 | N/A | Rainbow Springs Basin | N/A | 3119876 | Not provided | Possible SWFWMD/ DEP Funds | TBD | Not provided | 16CF0000151 | 29.085497 | -82.444076
3254 | STLU | City of Stuart | SFWMD/ FEMA/ Martin County | S-02 | Airport Ditch Project | Conversion of 2 uncontrolled drainage ditches to tide into retention/detention facilities controlled by "v" notch weirs. | On-line Retention BMPs | Completed | 2000 | 2003 | 815.1 | 421.4 | Primary BMAP Area | 893.7 | 766756 | Not provided | SFWMD/ FEMA/ Martin County | Not provided | N/A | 43-01107-P | 27.187054772 | -80.224352007
3255 | STLU | City of Stuart | DEP/ SFWMD/ Healthy Rivers/ Florida Communities Trust (FCT) | S-01 | Poppleton Creek – Phase II and III | Muck sediment removal, creation of 6.5-acre retention pond, and 160-foot weir. Habitat reconstruction; passive recreational improvements. 4 continuous deflective separation (CDS) baffle box units and street sweeping in basin. | BMP Treatment Train | Completed | 2006 | 2008 | 2184.1 | 747.6 | Primary BMAP Area | 629.1 | 4371250 | Not provided | DEP/ SFWMD/ Healthy Rivers/ FCT | Not provided | S0278/ G0083 | Not provided | 27.180954678 | -80.246629965
3256 | STLU | City of Port St. Lucie | N/A | PSL-20 | Loutus STA | Landscape irrigation is drawn from stormwater in channel/pond/STA. | Stormwater Reuse | Completed | Prior to 2013 | Prior to 2013 | 41.2 | 6.8 | Primary BMAP Area | N/A | N/A | N/A | City | N/A | N/A | N/A | 27.264468655 | -80.280123831
3257 | STLU | City of Port St. Lucie | N/A | PSL-21 | Howard Creek STA | Landscape irrigation is drawn from stormwater in channel/pond/STA. | Stormwater Reuse | Completed | Prior to 2013 | Prior to 2013 | 65.4 | 10.9 | Primary BMAP Area | N/A | N/A | N/A | City | N/A | N/A | N/A | 27.263379536 | -80.285633629
3258 | STLU | City of Stuart | N/A | S-05 | Street Sweeping | Pavement cleaning by sweeping, vacuum, or washing. | Street Sweeping | Ongoing | 2005 | N/A | 275 | 176 | Primary BMAP Area | N/A | 33000 | Not provided | City | $40,000 | N/A | Not provided | 27.193688 | -80.242651
3581 | OKEE | Okeechobee County | FEMA | OK-04 | Southwest Drainage Area Improvements | Dry detention roadside swales with raised inlets and two hydrodynamic separators. | Grass Swales With Swale Blocks or Raised Culverts | Completed | Not provided | 2011 | 1 | 0.2 | Taylor Creek/ Nubbin Slough | 39.5 | 2146504 | N/A | FEMA/ City of Okeechobee | FEMA - $1,589,371/ City - $95,000/ County - $462,133 | N/A | N/A | 27.2172368092 | -80.8343448076
3582 | OKEE | SFWMD | N/A | SFWMD-14 | Dixie Ranch | Storage of 856 ac-ft of water through pasture. | Dispersed Water Management (DWM) | Completed | 2011 | 2012 | N/A | 261.9 | Lower Kissimmee | 3771 | 42500 | 146500 | Florida Legislature | $1,189,015 | N/A | N/A | 27.3568370121 | -80.9581436675
3583 | OKEE | SFWMD | N/A | SFWMD-15 | Dixie Ranch | See SFWMD-14. | Dispersed Water Management (DWM) | Completed | 2011 | 2012 | N/A | 513.7 | Taylor Creek/ Nubbin Slough | 118 | N/A | N/A | N/A | N/A | N/A | N/A | 27.3463969942 | -80.920873296
3584 | OKEE | SFWMD | N/A | SFWMD-16 | Lost Oak Ranch | Storage of 374 ac-ft of water through pasture. | Dispersed Water Management (DWM) | Completed | 2011 | 2013 | N/A | 150.9 | Upper Kissimmee | 1832 | 79073 | 55000 | Florida Legislature | $446,030 | N/A | N/A | 27.8329358811 | -81.245734319
3585 | OKEE | SFWMD | N/A | SFWMD-17 | Willaway Cattle and Sod | Storage of 229 ac-ft of water through above ground impoundment. | Dispersed Water Management (DWM) | Completed | 2011 | 2013 | N/A | 153.9 | Lower Kissimmee | 69 | 302479 | 1878 | Florida Legislature | $338,643 | N/A | N/A | 27.5306590652 | -80.8952166364
3586 | OKEE | SFWMD | N/A | SFWMD-18 | XL Ranch (Lightsey) | Storage of 887 ac-ft of water through above ground impoundment and pasture. | Dispersed Water Management (DWM) | Completed | 2011 | 2012 | N/A | 278 | Fisheating Creek | 3227 | 61396 | 137000 | Florida Legislature | $1,148,415 | N/A | N/A | 27.1593796789 | -81.4097528463
3587 | OKEE | SFWMD | N/A | SFWMD-19 | Triple A Ranch | Storage of 397 ac-ft of water through above ground impoundment. | Dispersed Water Management (DWM) | Completed | 2011 | 2015 | N/A | 153.9 | Lower Kissimmee | 106 | 322186 | 30000 | Florida Legislature | $472,186 | N/A | N/A | 27.6115156044 | -80.9650324287
3588 | OKEE | SFWMD | N/A | SFWMD-20 | La Hamaca (Blue Head Ranch) | Storage of 3,462 ac-ft of water through pasture. | Dispersed Water Management (DWM) | Completed | 2013 | 2017 | N/A | 1867.8 | Fisheating Creek | 5020 | 193750 | 361200 | Florida Legislature | $1,277,350 | N/A | N/A | 27.1065311674 | -81.5217221878
4455 | NIRL | Brevard County | SOIRL | BC-097 | Wiley Rd BAM - BB#193 | Adding a media to remove nitrogen by denitrification. The media will be added to the side slope of the pond or the bottom of the swale. | Biosorption Activated Media (BAM) | Underway | 2017 | 2021 | TBD | TBD | A | 500 | 179000 | Not provided | LF/ SOIRL | $117,735 | N/A | TBD | 28.6748903 | -80.8408535
4456 | NIRL | Brevard County | SOIRL | BC-098 | Broadway Pond BAM - BB#832 | Adding a media to remove nitrogen by denitrification. The media will be added to the side slope of the pond or the bottom of the swale. | Biosorption Activated Media (BAM) | Completed | 2016 | 2020 | TBD | TBD | A | 221 | 290000 | Not provided | LF/ SOIRL | $77,864 | N/A | TBD | 28.46001 | -80.76361
4457 | NIRL | City of Cocoa | FEMA | CC-21 | Broadmoor Acres and Fiske Blvd. Drainage Improvements | Roadway and stormwater improvements. | Stormwater System Rehabilitation | Planned | 2021 | 2022 | N/A | N/A | B | 7 | 3100000 | 1500 | City/ FEMA | Not provided | N/A | N/A | 28.36222 | -80.74361
4458 | NIRL | City of Cocoa | N/A | CC-22 | Cocoa Waterfront Stormwater Study | Stormwater Study for the Cocoa waterfront. | Study | Completed | 2018 | 2019 | N/A | N/A | B | N/A | 19700 | N/A | City | N/A | N/A | N/A | 28.374129 | -80.742833
4459 | NIRL | City of Melbourne | SOIRL | MEL-28 | Cherry Street Baffle Box | 2nd generation baffle box with BAM. | Baffle Boxes- Second Generation with Media | Underway | 2021 | 2023 | 1017.3906 | 161.0921 | B | 1307 | 550000 | Not provided | City/ SOIRL | $92,120 | N/A | N/A | 28.100253 | -80.617162
4460 | NIRL | City of Melbourne | SOIRL | MEL-29 | Spring Creek Baffle Box | 2nd generation baffle box with BAM. | Baffle Boxes- Second Generation with Media | Underway | 2020 | 2021 | 812.9534 | 123.1028 | B | 110 | 450000 | Not provided | City/ SOIRL | $99,358 | N/A | N/A | 28.133253 | -80.635986
4461 | NIRL | City of Melbourne | SOIRL | MEL-30 | Brevard County Partnership Projects | Project approved by the SOIRL Project Plan not built by the City of Melbourne. | BMP Treatment Train | Underway | Not provided | TBD | TBD | TBD | B | TBD | TBD | N/A | SOIRL | TBD | N/A | N/A | Not provided | Not provided
4462 | NIRL | City of Rockledge | Not provided | ROCK-35 | Florida Ave and Dixie Lane Swale | Grass swale with blocks or culverts. | Grass swales with swale blocks or raised culverts | Completed | Not provided | 2018 | 94.8947 | 12.96 | B | 9.6 | 5000 | Not provided | Not provided | Not provided | N/A | Not provided | 28.345568 | -80.726635
4471 | OKLA | City of Apopka | N/A | APOPKA01-MARSHALL | Street Sweeping | 1,700 miles in the basin to be swept in 2018. | Street Sweeping | Ongoing | 2018 | N/A | TBD | TBD | Marshall Lake Basin | N/A | N/A | 121000 | City of Apopka Stormwater Service Fees | N/A | N/A | Not provided | 28.678337 | -81.548375
4472 | OKLA | City of Apopka | N/A | APOPKA04 | MS4 Lake Sampling | Six lakes connected to major outfalls are sampled monthly. Three of the lakes are within the Upper Ocklawaha River Basin. Marshall Lake is sampled quarterly to monitor nutrient loading and parameters. | Monitoring/Data Collection | Ongoing | 2017 | N/A | N/A | N/A | Marshall Lake Basin | N/A | N/A | 5000 | City of Apopka Stormwater Service Fees | N/A | N/A | Not provided | 28.678337 | -81.548375
4980 | CHHO | Citrus County | TBD | CC-18 | Homosassa Retreats Septic to Sewer | Gravity sewer and force main to connect 104 residents and businesses to the SWRWRF; including septic system abandonment. | OSTDS Phase Out | Planned | TBD | 2030 | 800 | N/A | Homosassa | Not provided | 4591845 | Not provided | TBD | $4,591,845 | Not provided | Not provided | Not provided | Not provided
4981 | CHHO | Citrus County | TBD | CC-19 | Homosassa Cedars Septic to Sewer | Gravity sewer and force main to connect 23 residents and businesses to the SWRWRF; including septic system abandonment. | OSTDS Phase Out | Planned | TBD | 2030 | 175 | N/A | Homosassa | Not provided | 2177090 | Not provided | TBD | $2,177,090 | Not provided | Not provided | Not provided | Not provided
4725 | WEKR | Orange County | Not provided | OC-25 | 15th Ave. | Pave .3-acre dirt road; treatment with open swales and ditch blocks. | Grass swales with swale blocks or raised culverts | Completed | 2007 | 2007 | 0.4552 | 2.4 | Inside Springshed | Not provided | Not provided | Not provided | Not provided | Not provided | Not provided | N/A | 28.586954 | -81.540521
4726 | WEKR | Orange County | Not provided | OC-26 | 17th Ave. | Pave .6-acre dirt road; treatment with open swales and ditch blocks. | Grass swales with swale blocks or raised culverts | Completed | 2007 | 2007 | 0.9104 | 4.7 | Inside Springshed | Not provided | Not provided | Not provided | Not provided | Not provided | Not provided | N/A | 28.584968 | -81.53976
4727 | WEKR | Orange County | Not provided | OC-27 | Lake Pleasant Rd. Improvement | Pave .12-acre dirt road; treatment with open swales and ditch blocks. | Grass swales with swale blocks or raised culverts | Completed | 2009 | 2009 | 0.15173 | 0.9 | Inside Springshed | Not provided | Not provided | Not provided | Not provided | Not provided | Not provided | N/A | 28.689077 | -81.476755
4728 | WEKR | Orange County | Not provided | OC-28 | Quenton Ave. and Range Dr. | Pave 0.3-acre dirt road; treatment with open swale and ditch blocks. | Grass swales with swale blocks or raised culverts | Completed | Prior to 2015 | Prior to 2015 | 0.4552 | 2.4 | Inside Springshed | Not provided | Not provided | Not provided | Not provided | Not provided | Not provided | N/A | 28.658084 | -81.488672
4729 | WEKR | Orange County | Not provided | OC-29 | Ridge Terrace and Roan Rd. | Pave 1-acre dirt road; treatment with open swale and ditch blocks. | Grass swales with swale blocks or raised culverts | Completed | Prior to 2015 | Prior to 2015 | 1.3656 | 9.3 | Inside Springshed | Not provided | Not provided | Not provided | Not provided | Not provided | Not provided | N/A | 28.626750 | -81.461798
4294 | RAIN | Marion County Office of the County Engineer | Marion County Stormwater Section/ SWFWMD | R011 | Village of Rainbow Springs Stormwater Retrofit | Retrofit of a retention area with aerobic filtration cells for conversion of TN to nitrate and an infiltration cell lined with Bold & Gold™ for nitrate removal. The project included a created wetland to treat runoff discharged into Section 16 Lake. | Retention/Detention BMP Retrofit with Nutrient Reducing Media | Completed | 2014 | 2015 | 7.83 | N/A | Rainbow Springs Basin | 91 | 336800 | 1347 | Marion County Stormwater Assessment/ SWFWMD | Marion County Stormwater Assessment - $169,709/ SWFWMD - $169,709 | N/A | 14C00000057 | 29.096100 | -82.481939
4295 | RAIN | Marion County Office of the County Engineer | Marion County Stormwater Section/ SWFWMD | R012 | CR 484 Stormwater Retrofit, Phase 1 | Construction of a bioretention area and collection system to treat runoff from bridge spanning the Rainbow River. | Bioswales | Completed | 2009 | 2010 | 1.431 | 1.1 | Rainbow Springs Basin | 0.5 | 62081 | 150 | Marion County Stormwater Assessment/ SWFWMD | Marion County Stormwater Assessment - $42,768/ SWFWMD - $42,768 | N/A | 09CS0000005 | 29.049337 | -82.448240
4191 | RAIN | SWFWMD | Marion County UF–IFAS Extension | R039 | FFL Expo | This project encouraged Marion County homeowners to reduce water use by incorporating Florida–Friendly landscaping principles. | Education Efforts | Completed | 2010 | 2010 | N/A | N/A | Rainbow Springs Basin | N/A | 4999 | N/A | SWFWMD | $4,999 | N/A | Not provided | TBD | TBD
4192 | RAIN | Florida Governmental Utility Authority | SWFWMD | R054 | Wastewater Level of Service Coordination - Package Plant Abatement P113 Rainbow Springs Infrastructure Development | The project would initially allow 5 package plants to hook up to central sewer and dispose of wastewater at the City of Dunnellon WWTP, with the potential for additional connections in the future. Dunnellon water and sewer sold to FGUA October 2018. | Wastewater Service Area Expansion | Planned | 2020 | Not provided | TBD | TBD | Rainbow Springs Basin | N/A | Not provided | Not provided | SWFWMD/ City of Dunnellon | Not provided | Not provided | Not provided | TBD | TBD
4193 | RAIN | SWFWMD | Rainbow River Conservation/ Boy Scouts of America | R041 | Storm Drain Markers | Storm drain markers purchased to conduct storm drain marking events in Marion County. | Education Efforts | Completed | 2009 | 2009 | N/A | N/A | Rainbow Springs Basin | N/A | 2695 | N/A | SWFWMD | $2,695 | N/A | Not provided | TBD | TBD
4194 | RAIN | FDOT District 2 | N/A | R080 | Wet Detention/ Retention Ponds in FDOT Roads | Nitrogen reduction from wet detention/retention ponds on SR 500 (US 27A). Ponds 1 and 5 were completed in 2002 and Pond 10 was completed in 2004. | Wet Detention Pond | Completed | 2000 | 2004 | 30.8427 | N/A | Rainbow Springs Basin | 68.6 | Not provided | Not provided | Not provided | Not provided | N/A | Not provided | 29.240457 | -82.364408
4195 | RAIN | SWFWMD | N/A | R043 | Rainbow River Springshed Tour | An educational program to inform local officials, homeowners, retail store managers and lawn care providers of how fertilizer impacts the local springshed. | Education Efforts | Completed | 2009 | 2009 | N/A | N/A | Rainbow Springs Basin | N/A | 1500 | N/A | SWFWMD | $1,500 | N/A | Not provided | TBD | TBD
5905 | ORCR | Alachua County | N/A | OR42 | General Land Acquisition | Fee Simple & Conservation Easement acquisition. No increase in surface runoff of pollutants due to land use change, continued aquifer recharge and ecosystem/habitat preservation. | Land Acquisition | Planned | 2020 | 2026 | N/A | N/A | Orange Lake Basin | N/A | N/A | N/A | Wild Spaces Public Places II Surtax | N/A | N/A | Not provided | Not provided | Not provided
5906 | ORCR | GRU | GRU Ratepayers | AS10a | Main Street Water Reclamation Facility Future Water Reuse | Design, permitting, and construction of upgrades for delivering public access to reclaimed water from Main Street WRF. Includes installation of new reclaimed water pump and high-level disinfection system. Projections based on permitted capacity of 10 MGD. | WWTF Diversion to Reuse | Underway | 2006 | TBD | 59974.5614 | 3000.8781 | Sweetwater Branch/ Paynes Prairie/ Alachua Sink Basin | N/A | Not provided | N/A | GRU Ratepayers | N/A | N/A | N/A | 29.635071 | -82.325339
5907 | ORCR | City of Hawthorne | N/A | HAWTHORNE02-OCB | Advanced WWTF | Construction of an advanced wastewater treatment facility. | WWTF Upgrade | Planned | Not provided | Not provided | 2088 | 1134 | Orange Creek Basin | N/A | 10000000 | 400000 | TBD | Not provided | Not provided | Not provided | 29.589121 | -82.074127
5908 | ORCR | City of Gainesville | N/A | URBAN18 | Hydrodynamic Separator Number 8 | Hydrodynamic separator. Newnans. Installation and operation of Suntree unit in the 700 block of NE 24th St in Gainesville. | Hydrodynamic Separators | Completed | 2011 | 2011 | 37 | 12 | Newnans Lake Basin | 34.5 | N/A | 3500 | City of Gainesville Stormwater Management Utility Fee | Not provided | N/A | N/A | 29.6591 | -82.2934
5909 | ORCR | City of Gainesville | N/A | URBAN19 | Hydrodynamic Separator Number 9 | Hydrodynamic separator. Newnans. Installation and operation of 4 tree box treatment units in the 800 Blk NE 19th Ter. in Gainesville. | Hydrodynamic Separators | Completed | 2012 | 2012 | 5 | 1 | Newnans Lake Basin | 4 | N/A | 3500 | City of Gainesville Stormwater Management Utility Fee | Not provided | N/A | N/A | 29.6594 | -82.2998
5910 | ORCR | City of Gainesville | N/A | NEW45a | Little Hatchet Creek Retaining Wall and Stream Stabilization Construction | Construction of a retaining wall and stream bank stabilization near the runway of Gainesville Regional Airport. | Control Structure | Planned | 2020 | 2022 | TBD | TBD | Newnans Lake Basin | TBD | 1300000 | TBD | City of Gainesville Stormwater Management Utility Fee/ FDOT | TBD | N/A | N/A | 29.6995184 | -82.2686495
5911 | RAIN | UF–IFAS Extension Marion County | FDACS | B057 | Exploring Manure Management BMPs Through Composting | Educational outreach project designed to be a demonstration site for continued use to encourage equine owners to adopt manure management BMPS. | Agricultural BMPs | Underway | 2021 | 2021 | N/A | N/A | Rainbow Springs Basin/ Silver Springs Basin | N/A | 4000 | N/A | FDACS | $4,000 | N/A | N/A | TBD | TBD
5912 | RAIN | City of Ocala | N/A | B058 | Miscellaneous Force Main and Gravity Main Lining | Miscellaneous extension of existing water, sewer, and reuse facilities to provide services. | Wastewater Service Area Expansion | Planned | 2021 | 2023 | N/A | N/A | Rainbow Springs Basin/ Silver Springs PFA | N/A | 500000 | Not provided | City of Ocala | Not provided | N/A | Not provided | TBD | TBD
5913 | RAIN | City of Ocala | FEMA/ City of Ocala | B059 | Hazard Mitigation Grant Program | The purchase and installation of twenty permanent generators, automatic transfer switches and other electrical components for designated lift stations. | Sanitary Sewer and Wastewater Treatment Facility (WWTF) Maintenance | Planned | 2021 | 2023 | N/A | N/A | Rainbow Springs Basin/ Silver Springs PFA | N/A | 1454257 | Not provided | FEMA/ City of Ocala | Not provided | N/A | Not provided | TBD | TBD
5914 | RAIN | City of Ocala | DEP/ City of Ocala | B060 | OSTDS Abandonment and Connection to City Sewer | This project is set to remove 200 OSTDS and connect them to City sewer. | OSTDS Phase Out | Planned | 2021 | 2023 | 2120 | N/A | Rainbow Springs Basin/Silver Springs PFA | 62 | 1000000 | Not provided | DEP/ City of Ocala | $800,000 | TBD | Not provided | 29.185747 | -82.142782
5915 | RAIN | FDACS | Agricultural Producers | R090a | BMP Implementation and Verification - Farm Fertilizer | Enrollment and verification of farm fertilizer BMPs by agricultural producers. Acres Treated and reductions based on FDACS December 2020 NOI Enrollment and FSAID VII. | Agricultural BMPs | Completed | 2020 | 2020 | 5441 | N/A | Rainbow Springs Basin | 27900 | N/A | N/A | FDACS | TBD | Not provided | Not provided | Not provided | Not provided
5916 | RAIN | FDACS | Agricultural Producers | R091a | BMP Implementation and Verification - Livestock Waste | Enrollment and verification of livestock waste BMPs by agricultural producers. Acres Treated based on FDACS December 2020 NOI Enrollment and FSAID VII. | Agricultural BMPs | Completed | 2020 | 2020 | 31281 | N/A | Rainbow Springs Basin | 73950 | N/A | N/A | FDACS | TBD | Not provided | Not provided | Not provided | Not provided
5917 | RAIN | Rainbow River Conservation | Marion County School System/ SWFWMD /Rainbow Springs State Park/ Rainbow Springs Aquatic Preserve | R118 | Fourth Grade Springs Education Program | Annual Rainbow River and Springs education program. | Education Efforts | Ongoing | 2015 | N/A | N/A | N/A | Rainbow Springs Basin | N/A | Not provided | N/A | Not provided | Not provided | N/A | N/A | TBD | TBD
5918 | RAIN | Marion County Office of the County Engineer | Marion County Stormwater Section/ SWFWMD | R119 | CP 74 Rainbow Springs 5th Replat Stormwater Retrofit | Construction of stormwater BMPs to retrofit four dry retention systems, that are approximately 1.67 miles from the head springs at Rainbow Springs, with a soil amendment. Marion County DRAs 2160, 2169, 2171, and 2210. | Retention/Detention BMP Retrofit with Nutrient Reducing Media | Underway | 2016 | 2022 | 28 | TBD | Rainbow Springs PFA | 58.51 | 848094 | 1426.5 | Marion County Stormwater Assessment/ SWFWMD | TBD | N/A | TBD | 29.078840 | -82.441186
3728 | SILV | City of Hawthorne | N/A | S169 | Public Education and Outreach Activities | Outreach program (4.0 % credit) to residents of the City of Hawthorne that enhances knowledge and awareness of stormwater management. Includes ordinances for irrigation and fertilizer. | Education Efforts | Ongoing | Not provided | N/A | 54 | N/A | Silver Springs Basin | N/A | Not provided | Not provided | City of Hawthorne | Not provided | N/A | Not provided | Not provided | Not provided
3729 | SILV | Marion County Office of the County Engineer | N/A | S168 | Public Education and Outreach Activities | Outreach program (5.5 % credit) to residents that enhances knowledge and awareness of stormwater management. Includes FYN program; ordinances for landscaping, irrigation, and fertilizer; PSAs; pamphlets; website; and inspection program. | Education Efforts | Ongoing | Not provided | N/A | 3885 | N/A | Silver Springs Basin | N/A | Not provided | Not provided | Marion County | Not provided | N/A | Not provided | 29.20327 | -82.0481
3730 | SILV | ACEPD | N/A | S166 | Public Education and Outreach Activities | Implement social marketing campaign designed to get citizens to make landscaping behavior changes that reduce nutrients in stormwater. Reduces nutrients sources in all watersheds. | Education Efforts | Ongoing | Not provided | N/A | 448 | N/A | Silver Springs Basin | N/A | Not provided | Not provided | Alachua County | Not provided | N/A | Not provided | Not provided | Not provided
4091 | WEKR | Seminole County | N/A | SC-29a | Seminole County Water Quality Master Plan | Countywide assessment of all water quality data, monitoring programs, regional ponds, CIP projects, etc., to improve effectiveness of existing programs and identify additional structural/nonstructural improvement projects. | Study | Planned | TBD | TBD | N/A | N/A | Outside Springshed | N/A | Not provided | N/A | N/A | N/A | N/A | N/A | 28.735441 | -81.403332
4092 | WEKR | Seminole County | N/A | SC-11 | Spring Lake | Exotics removal/revegetation with native species. Accomplished using in-house staff, residents, and volunteers. | Exotic Vegetation Removal | Completed | 2009 | 2009 | N/A | N/A | Outside Springshed | N/A | 75000 | N/A | N/A | N/A | N/A | N/A | 28.650249 | -81.395716
4093 | WEKR | Seminole County | N/A | SC-12 | Black Bear Wilderness Area | Previous land use = natural land; management focus = preservation, passive recreation; acreage = 1,650. | Land Acquisition | Completed | 2002 | 2002 | N/A | N/A | Outside Springshed | 1650 | Not provided | N/A | N/A | N/A | N/A | N/A | 28.843124 | -81.390017
4094 | WEKR | Seminole County | N/A | SC-13 | Yankee Lake Scrub Jay Preservation Area | Previous land use = natural land; management focus = preservation, passive recreation; acreage = 300. | Land Acquisition | Completed | 2002 | 2002 | N/A | N/A | Outside Springshed | 300 | Not provided | N/A | N/A | N/A | N/A | N/A | 28.843124 | -81.390017
4095 | WEKR | Seminole County | N/A | SC-23 | Palm Springs Rd. Paving and Drainage (Lakefront Lane Baffle Boxes) | Pave dirt road and install 2nd-generation baffle box to provide water quality treatment; area served = 0.4 acres. | Baffle Boxes- Second Generation | Completed | 2002 | 2003 | 1.3 | 0.2 | Outside Springshed | 0.4 | 255000 | TBD | N/A | N/A | N/A | N/A | 28.683796 | -81.422924
4345 | BIRL | City of Cape Canaveral | N/A | CC-38 | Canaveral City Park Exfiltration System Expansion | Improvements for discharge of reuse water (same as CC-14). | WWTF Disposal Site | Completed | 2020 | 2020 | N/A | N/A | B | N/A | N/A | N/A | N/A | N/A | N/A | N/A | 28.387538 | -80.601542
4551 | RAIN | Marion County Office of the County Engineer | Marion County Stormwater Section/ SWFWMD | R113 | Rainbow Springshed Stormwater Retrofits (WR04) Agreement No. 16CF0000154 | Construction of stormwater BMPs to retrofit three dry retention systems that are within 2 miles of Rainbow Springs with a soil amendment. Marion County DRAs 3166, 2167 and 2216. | Retention/Detention BMP Retrofit with Nutrient Reducing Media | Completed | 2016 | 2019 | 202 | N/A | Rainbow Springs PFA | 116 | 958618.83 | 1764.9 | Marion County Stormwater Assessment/ SWFWMD | Marion County Stormwater Assessment - $358,745/ SWFWMD - $319,926 | N/A | 16CF0000154 | 29.085500 | -82.444079
4552 | RAIN | Town of Bronson | N/A | R114 | Residential Connection to Central Sewer | The project will expand the town's existing wastewater collection and transmission system and eliminate the use of approximately 12 OSTDS and holding tanks at no cost to the homeowners. Project in the planning stage. | OSTDS Phase Out | Planned | 2016 | Not provided | N/A | N/A | Rainbow Springs Basin | N/A | 650000 | Not provided | CDBG | Not provided | N/A | Not provided | TBD | TBD
4553 | SAFE | Alachua County | Wildlife Foundation of Florida/ Gainesville Clean | AC-11 | Aquifer Model | Mobile model used for outreach to children and adults designed and created to teach the public about the connection between how what we do on the land surface and how we use water affects our springs, rivers, and aquifer. | Education Efforts | Ongoing | 2018 | N/A | N/A | N/A | Alachua County | N/A | 6000 | Not provided | County/ Fish & Wildlife Foundation of Florida Springs Protection License Plate Grant | Not provided | N/A | Not provided | Not provided | Not provided
4554 | SAFE | Alachua County | N/A | AC-12 | Poe Spring Sediment Removal and Habitat Restoration | Alachua County proposes to remove 1,100 to 1,200 cubic yards of sediment from the main spring and stabilize soils and restore habitat. | Muck Removal/Restoration Dredging | Planned | 2023 | TBD | N/A | N/A | Santa Fe River Basin - Alachua County | N/A | 259970 | N/A | SRWMD/ DEP | N/A | N/A | Not provided | Not provided | Not provided
4555 | SAFE | Alachua County | City of Gainesville | AC-13 | 4 Creeks Preserve Acquisition | Fee simple acquisition. No increase in surface runoff of pollutants due to land use change, continued aquifer recharge and ecosystem/habitat preservation. | Land Acquisition | Completed | 2018 | 2018 | N/A | N/A | Santa Fe River Basin - Alachua County | 716 | 4382966 | N/A | Wild Spaces and Public Places II Surtax | Not provided | N/A | Not provided | Not provided | Not provided
4556 | SAFE | Alachua County | N/A | AC-14 | Poe Springs Aquatic Habitat Enhancement and Outreach | The project goal is enhancement of the aquatic plant community and assessment of infaunal macroinvertebrate populations in selected areas of Poe and Little Poe springs. | Wetland Restoration | Completed | 2018 | 2020 | N/A | N/A | Poe Springs Alachua County | N/A | 12500 | N/A | County/ Fish & Wildlife Foundation of Florida Springs Protection License Plate Grant | $12,500 | N/A | Not provided | Not provided | Not provided
4557 | SAFE | Alachua County | N/A | AC-15 | Santa Fe River - Santa Fe River Ranch (Hitchcock) | Conservation easement acquisition. No increase in surface runoff of pollutants due to land use change, continued aquifer recharge and ecosystem/habitat preservation. Drains into Santa Fe River. | Land Acquisition | Underway | 2018 | 2022 | N/A | N/A | Santa Fe River Basin - Alachua County | 2168 | N/A | N/A | Wild Spaces and Public Places II Surtax | N/A | N/A | Not provided | Not provided | Not provided
5033 | WEEK | Hernando County | N/A | HC-19 | Decommissioning of the Berkeley Manor WTF | Diverting wastewater flow to Airport WWTP that achieves better nitrogen removal and demolishing the Berkeley Manor WWTF. | WWTF Upgrade | Completed | 2012 | 2017 | Not provided | N/A | Hernando County | N/A | 1100000 | Not provided | County | $1,100,000 | Not provided | N/A | 28.491844 | -82.590578
5034 | WEEK | Hernando County | N/A | HC-20 | Decommissioning of the Spring Hill Water Reclamation Facility (WRF) | Diverting wastewater flow to other county treatment facilities that achieve better nitrogen removal and demolishing the Spring Hill WRF. | WWTF Upgrade | Planned | 2019 | 2023 | 46171 | N/A | Hernando County | N/A | 11277000 | TBD | County | $11,277,000 | N/A | N/A | 28.461375 | -82.629633
5035 | WEEK | Hernando County | DEP | HC-21 | Airport WWTP Upgrade | Upgrade denitrification treatment and expansion. | WWTF Upgrade | Planned | 2020 | 2022 | TBD | N/A | Hernando County | N/A | 35000000 | TBD | County/ DEP | TBD | TBD | Not provided | 28.456216 | -82.47876
4144 | WEKR | City of Mount Dora | Not provided | MD-12 | Lift Station #10 Piping Replacement (Pine Ave.) | Replace 602 feet of 8-inch pipe and two manholes. | Sanitary Sewer and Wastewater Treatment Facility (WWTF) Maintenance | Completed | Prior to 2015 | Prior to 2015 | Not provided | Not provided | Outside Springshed | N/A | Not provided | Not provided | Not provided | Not provided | Not provided | Not provided | 28.811601 | -81.631396
3602 | OKEE | Osceola County | HOA | OSC-12 | East Lake Reserve Stormwater Reuse | Stormwater reuse for landscape irrigation from pond A1 (9.1A). | Stormwater Reuse | Completed | Not provided | Prior to 2014 | 439 | 18.5 | Upper Kissimmee | 126 | Not provided | Not provided | HOA | Not provided | N/A | N/A | 28.2948010549 | -81.244818948
3603 | OKEE | Okeechobee County | DEP | OK-06 | Southwest Drainage Area Improvements Whidden Ditch (Phase III) | Ditch and culvert upgrades to improve stormwater conveyance to Rim Canal. | Stormwater System Rehabilitation | Completed | N/A | 2017 | N/A | N/A | Taylor Creek/ Nubbin Slough | 20 | 749410 | N/A | DEP/ County | DEP - $593,869/ County - $155,541 | LP6114/ 3C | N/A | Not provided | Not provided
3604 | OKEE | City of Kissimmee | N/A | KS-06 | Martin Luther King Boulevard Phase III from Thacker Avenue to Dyer Boulevard | Construction of dry detention with SPECIFIC standards (side slopes, littoral zones) per the Federal Aviation Administration for reduction of bird strikes. | Grass swales without swale blocks or raised culverts | Completed | 2013 | 2015 | 1 | 0.1 | Upper Kissimmee | 5.5 | 1500000 | 1500 | City of Kissimmee | $1,501,500 | N/A | N/A | 28.2971327221 | -81.4305604041
3605 | OKEE | SFWMD | N/A | SFWMD-23 | Buck Island Ranch Wildlife Management Area (WMA) (NE PES-2) | Project comprises two components: Component 1 provides on-site storage of 620 ac-ft of water, and Component 2 provides nutrient removal of phosphorus on 189 acres. | Dispersed Water Management (DWM) | Completed | 2014 | 2015 | N/A | 1565 | Indian Prairie | 1048 | 624600 | 163500 | Florida Legislature | $1,278,600 | N/A | N/A | 27.1582377758 | -81.2024496685
3606 | OKEE | Polk County | Extension Office/ County Utilities/ Lakes Education Action Drive/ Municipal Agencies | PC-03 | Education and Outreach | FYN, fertilizer ordinance, PSAs, pamphlets, website, and Illicit Discharge Program. | Education Efforts | Ongoing | 2000 | N/A | 7601.3 | 4769.7 | Upper Kissimmee | 50849.1 | N/A | 2000 | Polk County | $2,000 | N/A | N/A | Not provided | Not provided
3607 | OKEE | Osceola County | HOA | OSC-14 | Bellalago and Isles of Bellalago Stormwater Reuse | Stormwater reuse for landscape irrigation (197A). | Stormwater Reuse | Completed | Not provided | Prior to 2014 | 2221.5 | 118.2 | Upper Kissimmee | 1354.1 | Not provided | Not provided | HOA | Not provided | N/A | N/A | 28.1844502327 | -81.4263004766
3608 | OKEE | Osceola County | Private Landowner | OSC-15 | Poinciana Commerce Center Reuse | Stormwater reuse for landscape irrigation from Pond 1. | Stormwater Reuse | Completed | Not provided | Prior to 2014 | 7.5 | 0.4 | Upper Kissimmee | 7.4 | Not provided | Not provided | Private | Not provided | N/A | N/A | 28.2531606134 | -81.4814934191
3609 | OKEE | Osceola County | Private Landowner | OSC-16 | Kissimmee Bay Reuse | Stormwater reuse; 20-year duration for 84.5 acres of golf course and five-year duration for 45.5 acres of landscape irrigation. | Stormwater Reuse | Completed | Not provided | Prior to 2014 | 441.9 | 31 | Upper Kissimmee | 266.9 | Not provided | Not provided | Private | Not provided | N/A | N/A | 28.3079699308 | -81.32742033
3610 | OKEE | Osceola County | Private Landowner | OSC-17 | Remington Reuse | Stormwater reuse for golf course irrigation from Ponds 12, 13, 14A, and 14B. | Stormwater Reuse | Completed | Not provided | Prior to 2014 | 205 | 11.4 | Upper Kissimmee | 170.5 | Not provided | Not provided | Private | Not provided | N/A | N/A | 28.2912871836 | -81.328234814
3611 | OKEE | Osceola County | Private Landowner | OSC-18 | Eagle Lake Reuse | Stormwater reuse for turf irrigation. | Stormwater Reuse | Completed | Not provided | Prior to 2014 | 892.2 | 48.9 | Upper Kissimmee | 427.5 | Not provided | Not provided | Private | Not provided | N/A | N/A | 28.220593126 | -81.4289542247
3612 | OKEE | Osceola County | Private Landowner | OSC-19 | La Quinta Inn Reuse | Stormwater reuse for turf irrigation. | Stormwater Reuse | Completed | Not provided | Prior to 2014 | 49.4 | 2.4 | Upper Kissimmee | 17.3 | Not provided | Not provided | Private | Not provided | N/A | N/A | 28.3462281314 | -81.4891193094
3613 | OKEE | Osceola County | DEP/ SFWMD | OSC-20 | Lake Toho Regional Water Storage Facility (Judge Farms) | Construction of a regional stormwater pond and an alternative water supply reservoir. | Stormwater Treatment Areas (STAs) | Underway | Not provided | 2020 | 20415 | 747.7 | Upper Kissimmee | 5888.5 | TBD | TBD | County/ DEP/ SFWMD/ Toho Water Authority | County - $32,850,000/ DEP - $1,750,000/ SFWMD - $400,000 | LP49021/ S0806 | Not provided | 28.3221829803 | -81.4024072325
3614 | OKEE | Osceola County | N/A | OSC-21 | Street Sweeping | Monthly street sweeping. | Street Sweeping | Ongoing | Not provided | N/A | 38.1 | 39.3 | Upper Kissimmee | N/A | Not provided | 60000 | Osceola County | $60,000 | N/A | N/A | Not provided | Not provided
3615 | OKEE | Osceola County | N/A | OSC-22 | Buenaventura Lakes Golf Course Ponds | Two new lakes at golf course. | Wet Detention Pond | Completed | Not provided | Prior to 2014 | 5.4 | 3.8 | Upper Kissimmee | 518.9 | Not provided | Not provided | Osceola County | Not provided | N/A | N/A | 28.3430451031 | -81.367714218
3616 | OKEE | Osceola County | N/A | OSC-23 | Slaman | Conservation areas. | Land Use Change | Completed | Not provided | Prior to 2014 | 18.5 | 3 | Upper Kissimmee | 29.7 | Not provided | 1500 | Osceola County | $1,500 | N/A | N/A | 28.2495927181 | -81.1758942407
3617 | OKEE | SFWMD | N/A | SFWMD-13 | Dixie West | Storage of 315 ac-ft of water through pasture. | Dispersed Water Management (DWM) | Completed | 2011 | 2012 | N/A | 451.4 | Lower Kissimmee | 1295 | 33000 | 51500 | Florida Legislature | $419,228 | N/A | N/A | 27.3369227785 | -80.978476483
3618 | OKEE | Osceola County | N/A | OSC-25 | Udstad | Conservation areas. | Land Use Change | Completed | Not provided | Prior to 2014 | 12.2 | 2.3 | Upper Kissimmee | 4.9 | Not provided | 3500 | Osceola County | $3,500 | N/A | N/A | 28.3105467852 | -81.4525395048
3619 | OKEE | SFWMD | USACE | SFWMD-02 | Nubbin Slough | The Nubbin Slough STA is the larger of the two pilot STAs constructed north of the lake; 2-celled enclosure. | Stormwater Treatment Areas (STAs) | Completed | 2004 | 2015 | N/A | 9230.8 | Taylor Creek/ Nubbin Slough | 773 | 20237415 | 131309 | USACE/ SFWMD | USACE - $9,710,096/ SFWMD - $10,527,319 | N/A | N/A | 27.2685430265 | -80.6954233327
3620 | OKEE | Polk County | SFWMD | PC-04 | Sumica Preserve Water Storage/Hydrologic Restoration | Construction of a gravel berm to store water onsite for wetland restoration. | Wetland Restoration | Completed | 2006 | 2010 | 464.6 | 31.8 | Upper Kissimmee | 4240.3 | 42850 | 13000 | Polk County/ SFWMD | County - $21,425/ SFWMD - $21,245 | N/A | Not provided | 27.840650245 | -81.3740132289
3652 | OKEE | FDOT District 1 | N/A | FDOT1-02 | State Road 70 from 80th Avenue to St. Lucie County Line | Three wet detention ponds and three dry retention swales. | Wet Detention Pond | Completed | 2014 | 2018 | 24.4 | 9.6 | Taylor Creek/ Nubbin Slough | 20 | Not provided | Not provided | Florida Legislature | Not provided | N/A | N/A | 27.2542945828 | -80.7690963867
3653 | OKEE | Coordinating Agency | N/A | CA-05 | El Maximo Ranch DWM (formerly Latt Maxcy DWM) | Estimated to provide net annual average benefit of 32,675 ac-ft of treated water via pass-through system. | Dispersed Water Management (DWM) | Planned | 2021 | 2022 | TBD | 2733.6 | Lower Kissimmee | 7030 | 10580398 | 3863204 | Florida Legislature | $10,580,398 | N/A | N/A | 27.7113021652 | -81.0926014754
3185 | NIRL | FDOT District 5 | N/A | FDOT-18 | 70120-3518-01 Pond 7 | Missing from Model. State Road 518 at State Road 513. Project canceled. Start date prior to 2000. BMP is accounted for in new model. | BMP Missing from Model | Canceled | 1988 | Prior to 2013 | N/A | N/A | B | 9.9 | Not provided | Not provided | Florida Legislature | Not provided | N/A | N/A | 28.1376108137017 | -80.6002547690412
3186 | NIRL | City of Rockledge | Not provided | ROCK-05 | Bougainvillea Drive Baffle Box | The second generation (nutrient separating) baffle box includes a wire mesh box that captures vegetative debris, litter, and other materials from settling in the water in the bottom of the box, thereby preventing leaching of the nutrients. | Baffle Boxes- Second Generation | Completed | Not provided | 2000 | 58.0213 | 6.7048 | B | 35.7392 | 29495 | 2566 | Not provided | Not provided | N/A | Not provided | 28.3428566283423 | -80.7236854677754
5608 | CIRL | Vero Lakes WCD | N/A | VL-04 | Culverts | Regular inspection is made to insure flow is maintained through culverts. | Stormwater System Rehabilitation | Ongoing | Not provided | N/A | N/A | N/A | SEB | N/A | Not provided | Not provided | Not provided | Not provided | Not provided | Not provided | Not provided | Not provided
5609 | NIRL | FDACS | Agricultural Producers | FDACS-05 | Cost-Share BMP Projects | Cost-share projects paid for by FDACS. | Agricultural BMPs | Ongoing | Not provided | N/A | 0 | 0 | A | TBD | TBD | TBD | FDACS | TBD | N/A | N/A | Not provided | Not provided
5610 | NIRL | FDACS | Agricultural Producers | FDACS-06 | Cost-Share BMP Projects | Cost-share projects paid for by FDACS. | Agricultural BMPs | Ongoing | Not provided | N/A | 0.084929 | 0.56333 | B | TBD | TBD | TBD | FDACS | TBD | N/A | N/A | Not provided | Not provided
5611 | NIRL | SJRWMD | DEP/ FIND/ Brevard County/ City of Melbourne | SJRWMD-01 | Eau Gallie River Muck Dredging | Dredging commenced in January 2017 and was completed in 2019. Approximately 633,000 cubic yards of muck were removed, reducing nitrogen and phosphorus from the legacy loads in this tributary. | Muck Removal/Restoration Dredging | Completed | Not provided | 2019 | TBD | TBD | B | N/A | 23750000 | Not provided | Ad Valorem/ DEP/ FIND/ Brevard County/ City of Melbourne | Not provided | 27974 | Not provided | 28.1233 | -80.6294
3621 | OKEE | City of Sebring | DEP/ SWFWMD/ Highlands County | SEB-01 | Little Lake Jackson Off-line Alum Injection Stormwater Treatment | Stormwater diverted through underground culvert, alum injected and the water settles for seven days in a detention pond. Treated water is released to Little Lake Jackson. | Stormwater - Alum Injection System | Completed | TBD | 2011 | TBD | TBD | Lake Istokpoga | Not provided | 231494 | 18500 | DEP/ SWFWMD/ City of Sebring/ Highlands County | Not provided | N/A | Not provided | 27.4671012581 | -81.4637881531
3622 | OKEE | City of Sebring | Not provided | SEB-02 | Street Sweeping | Street sweeping to collect 602,940 lbs/yr of material. In 2019, 620,080 lbs of material was collected. | Street Sweeping | Ongoing | Not provided | N/A | 122.2 | 67.5 | Lake Istokpoga | N/A | Not provided | 35000 | City of Sebring | Not provided | N/A | N/A | Not provided | Not provided
4421 | LSJM | Smurfit-Stone Container | WestRock CP, LLC | SS-23 | Smurfit-Stone | Aeration pond dredging. | Sanitary Sewer and Wastewater Treatment Facility (WWTF) Maintenance | Completed | 2018 | 2018 | N/A | N/A | Marine | 20 | 210000 | 0 | WestRock CP, LLC | $210,000 | N/A | N/A | 30.423305 | -81.596194
2878 | BIRL | Patrick Air Force Base | Not provided | PAFB-01 | Youth Center Bldg. 3656 | Added on-line retention. | On-line Retention BMPs | Completed | Prior to 2013 | 2013 | 3.5838 | 0.47852 | B | 1.7539 | N/A | N/A | N/A | N/A | N/A | N/A | 28.192143118 | -80.600875037
2879 | BIRL | Kennedy Space Center | N/A | KSC-28 | Cut 13 Dredging | Maintenance dredging. | Muck Removal/Restoration Dredging | Underway | 2017 | 2017 | TBD | TBD | A | 37 | 14000000 | Not provided | Not provided | $14,000,000 | N/A | Not provided | 28.413375 | -80.64449
2880 | BIRL | Kennedy Space Center | N/A | KSC-27 | Demolition of Facility K7-2468 | Demolition of facility and associated impervious surface replaced with grass and natural vegetation. | Land Use Change | Completed | Not provided | 2015 | TBD | TBD | A | 0.1 | N/A | N/A | N/A | N/A | N/A | Not provided | 28.563820521 | -80.635241315
2881 | BIRL | Patrick Air Force Base | Not provided | PAFB-05 | Education Efforts | No fertilizer use on base, stormwater awareness training, website, IDDE brochures, and newsletters. | Education Efforts | Ongoing | N/A | N/A | 505.86 | 69.54 | B | N/A | N/A | N/A | USAF | N/A | N/A | N/A | 28.513004915 | -80.640302833
2882 | BIRL | Kennedy Space Center | N/A | KSC-25 | Demolition of Facility M7-1112 | Demolition of facility and associated impervious surface replaced with grass and natural vegetation. | Land Use Change | Completed | Not provided | 2015 | TBD | TBD | A | 0.11 | N/A | N/A | N/A | N/A | N/A | Not provided | 28.513004915 | -80.640302833
2883 | BIRL | Patrick Air Force Base | Not provided | PAFB-06 | Golf Course Pond Stormwater Reuse | Golf course pond stormwater reuse for irrigation. | Stormwater Reuse | Completed | 2013 | 2013 | 2475.5641 | 347.0917 | B | 434.9758 | 850000 | N/A | USAF | $850,000 | N/A | N/A | 28.216408108 | -80.605103263
3646 | OKEE | FDOT District 5 | N/A | FDOT5-04 | 239266-D State Road 15 Hoffner Avenue from west of State Road 436 to Conway Road (Pond 4) | Add lanes and reconstruct. | Wet Detention Pond | Completed | Not provided | 2018 | 11.8 | 1.5 | Upper Kissimmee | 11.4 | Not provided | Not provided | Florida Legislature | Not provided | N/A | N/A | 28.4800884739 | -81.3223186708
3647 | OKEE | FDOT District 5 | N/A | FDOT5-05 | 239535-F State Road 50 from Good Homes Road to Pine Hills Road (Pond 4) | Add lanes and reconstruct. | Dry Detention Pond | Completed | Not provided | 2014 | 40.4 | 14.8 | Upper Kissimmee | 16.4 | Not provided | Not provided | Florida Legislature | Not provided | N/A | N/A | 28.3747745703 | -81.4356333953
3648 | OKEE | FDOT District 5 | N/A | FDOT5-06 | 416518-A Interstate (I) 4 Braided Ramp from US 192 Interchange to Osceola Parkway Interchange (Pond SE-1) | New road construction. | Wet Detention Pond | Completed | Not provided | 2014 | 6 | 0.9 | Upper Kissimmee | 13.8 | Not provided | Not provided | Florida Legislature | Not provided | N/A | N/A | 28.3414611365 | -81.5380342405
3649 | OKEE | FDOT District 5 | N/A | FDOT5-07 | 416518-B Interstate-4 Braided Ramp from US 192 Interchange to Osceola Parkway Interchange (Pond SE-2) | New road construction. | Wet Detention Pond | Completed | Not provided | 2014 | 1.7 | 0.3 | Upper Kissimmee | 6.1 | Not provided | Not provided | Florida Legislature | Not provided | N/A | N/A | 28.3448387854 | -81.5354747326
3650 | OKEE | FDOT District 5 | N/A | FDOT5-08 | 239682-A State Road 500 (US 17-92) from Aeronautical Drive to Budinger Avenue (Pond 1) | Add lanes and rehabilitate pavement. | Wet Detention Pond | Completed | 2016 | 2019 | 11.2 | 2.2 | Upper Kissimmee | 26.5 | Not provided | Not provided | Florida Legislature | Not provided | N/A | N/A | 28.2795408117 | -81.3442445112
3651 | OKEE | FDOT District 5 | N/A | FDOT5-09 | 239682-B State Road 500 (US 17-92) from Aeronautical Drive to Budinger Avenue (Pond 2) | Add lanes and rehabilitate pavement. | Wet Detention Pond | Completed | 2016 | 2019 | 20.8 | 1.7 | Upper Kissimmee | 13.4 | Not provided | Not provided | Florida Legislature | Not provided | N/A | N/A | 28.268819599 | -81.3357725712
4096 | WEKR | Seminole County | N/A | SC-25a | Street Sweeping | Street sweeping within the Big Wekiva and Little Wekiva drainage basins. | Street Sweeping | Ongoing | 2000 | N/A | 410.4 | 264.1 | Outside Springshed | N/A | Not provided | TBD | N/A | N/A | N/A | N/A | 28.735441 | -81.403332
4097 | WEKR | City of Orlando | N/A | ORL-26 | Lift Station #45 Improvements | Replace lift station. | WWTF Upgrade | Underway | Not provided | 2021 | Not provided | Not provided | Outside Springshed | N/A | 6000000 | Not provided | City of Orlando/ Water Reclamation Division | $6,000,000 | N/A | Not provided | 28.555409 | -81.432002
4254 | RAIN | City of Ocala | DEP | B051 | Timberwood Sewer Expansion Project | Design and construct a sanitary sewer system which will remove from service approximately 180 OSTDS from the single family residential lots. The septic tanks contribute to the TN and TP impairment of Rainbow Springs and the Rainbow River. | OSTDS Phase Out | Canceled | 2018 | 2020 | 1785 | N/A | Rainbow Spring Basin/ Silver Spring Basin | N/A | 3800000 | Not provided | City of Ocala/ DEP | $1,900,000 | LPS0029 | Not provided | TBD | TBD
4255 | RAIN | City of Dunnellon | N/A | R001 | River Protection Corridors | The City of Dunnellon River Protection Corridor Areas for both the Rainbow and Withlacoochee River. Corridor extends 150 feet from the ordinary high water line and implements specific standards based on Ordinance 2008-01. | Regulations, Ordinances, and Guidelines | Completed | 2008 | 2008 | N/A | N/A | Rainbow Springs Basin | N/A | Not provided | Not provided | Marion County | Not provided | N/A | Not provided | Not provided | Not provided
4256 | RAIN | DEP – Division of State Lands | FCT | R002 | Rainbow River Corridor | The Rainbow River Corridor project protects undeveloped or minimally developed private land remaining along the Rainbow River. Acquisition of 42 acres leaves the southern parcels 1,129 acres for future purchase as funds and sales agreements allow. | Land Acquisition | Underway | 2007 | N/A | N/A | N/A | Rainbow Springs Basin | 1171 | 2926164 | Not provided | FCT | $2,606,164 | N/A | Not provided | TBD | TBD
4257 | RAIN | City of Dunnellon | SWFWMD | R003 | Blue Cove Emergency Overflow Project | Project to construct a retention pond with a control structure and pipe conveyance system to treat flood overflows from Blue Cove to the Rainbow River. Prior to construction, overflows sheet flowed through residential neighborhood to the river. | On-line Retention BMPs | Completed | 2000 | 2011 | Not provided | N/A | Rainbow Springs Basin | Not provided | 9305.18 | Not provided | City of Dunnellon | $9,305 | N/A | Not provided | 29.0523 | -82.4511
4258 | RAIN | Marion County Growth Services | N/A | B003 | Marion County Hamlet Design Option | Comprehensive Plan Future Land Use Element Policy 2.1.13 establishes Hamlet Development Option, for clustered low-density development patterns in rural designated lands. | Regulations, Ordinances, and Guidelines | Completed | 2000 | 2000 | N/A | N/A | Rainbow Spring Basin/ Silver Spring Basin | N/A | Not provided | N/A | Not provided | Not provided | N/A | Not provided | TBD | TBD
4259 | RAIN | City of Dunnellon | N/A | R058 | Rio Vista Collection System Maintenance | Companion project to the Rio Vista WWTP decommissioning. The collection system is subject to high infiltration into the system after storm events resulting in overflows from the plant holding pond. | Sanitary Sewer and Wastewater Treatment Facility (WWTF) Maintenance | Completed | 2014 | 2015 | N/A | N/A | Rainbow Springs Basin | N/A | Not provided | Not provided | Not provided | Not provided | Not provided | Not provided | 29.0812 | -82.4398
4260 | RAIN | Marion County Growth Services | N/A | B002 | Marion County Transfer of Vested Rights (TVR) | TVR Program designed to minimize dense development of vested properties without supporting infrastructure, permitting county to better plan for future growth. | Regulations, Ordinances, and Guidelines | Completed | 2000 | 2000 | N/A | N/A | Rainbow Spring Basin/ Silver Spring Basin | N/A | Not provided | N/A | Not provided | Not provided | N/A | Not provided | TBD | TBD
4222 | RAIN | FDACS | UF–IFAS/ Marion County/ SWFWMD | R083 | Marion County Equine Compost Facilities Pilot Project | Program will focus on implementation of manure management BMPs for commercial equine operations in Rainbow Springs BMAP within SWFWMD jurisdiction. Effort will be in coordination with FDACS and UF–IFAS Marion County Extension Service. | Agricultural BMPs | Planned | 2018 | 2019 | N/A | N/A | Rainbow Springs Basin | N/A | 200000 | N/A | FDACS/ SWFWMD | TBD | N/A | Not provided | TBD | TBD
4106 | WEKR | FDOT District 5 | N/A | FDOT-04 | FM: 240231-2 (Dry Detention Pond 1N-1) | Add lanes to State Road 434: from State Road 414, Lotus Landing Blvd., then to State Road 436: Dry Detention Pond 1N-1, 1N-2 2N, P, Wet Detention WTC Ponds 1 and 2; Exfiltration System 4N-1 and 5N providing treatment for existing and proposed pavement. | Dry Detention Pond | Completed | 2011 | 2008 | 21.08 | 2.12 | Outside Springshed | 2.72 | Not provided | Not provided | Florida Legislature | Not provided | N/A | Not provided | 28.652012 | -81.415573
4107 | WEKR | FDOT District 5 | N/A | FDOT-03b | FM: 239496-2 (Pond 200) | State Road 423: Add lanes from Shader Rd. to State Road 424 (Edgewater Dr.). Wet Detention Pond Pond 200 providing treatment for John Young Parkway. | Wet Detention Pond | Completed | 2013 | 2016 | 30.31 | 3.25 | Outside Springshed | 4.88 | Not provided | Not provided | Florida Legislature | Not provided | N/A | Not provided | 28.59398 | -81.41799
4108 | WEKR | FDOT District 5 | N/A | FDOT-03 | FM: 239496-2 (Pond 100) | State Road 423: Add lanes from Shader Rd. to State Road 424 (Edgewater Dr.). Wet Detention Pond 100 and Pond 200 providing treatment for John Young Parkway. | Wet Detention Pond | Completed | 2013 | 2016 | 125.3 | 13.41 | Outside Springshed | 20.17 | Not provided | Not provided | Florida Legislature | Not provided | N/A | Not provided | 28.59398 | -81.41799
4109 | WEKR | FDOT District 5 | N/A | FDOT-01 | FM: 238406 (1 treatment project) | State Road 44: Swales and ditch blocks providing treatment for runoff generated from existing and proposed pavement. | Grass swales without swale blocks or raised culverts | Completed | 1999 | 2002 | 14.88 | 2 | Outside Springshed | Not provided | Not provided | Not provided | Florida Legislature | Not provided | N/A | Not provided | 28.857015 | -81.52291
4110 | WEKR | City of Eustis | Not provided | E-04 | Stormwater Design Rules | Eustis code sec. 115-5. Eustis stormwater rules for new development are more stringent than state or SJRWMD rules. | Regulations, Ordinances, and Guidelines | Ongoing | Not provided | N/A | N/A | N/A | Outside Springshed | N/A | N/A | N/A | N/A | N/A | N/A | Not provided | Not provided | Not provided
4111 | WEKR | City of Eustis | SJRWMD | E-03 | Eastern WWTP Expansion | The Eastern WWTP is currently being upgraded to 1.3 MGD in order to the serve new developments around the area. | WWTF Upgrade | Completed | 2016 | 2018 | TBD | TBD | Outside Springshed | 767 | 7500000 | 246000 | City/ SJRWMD | $2,475,000 | Not provided | Not provided | 28.841194444 | -81.570666667
4112 | WEKR | City of Eustis | Not provided | E-02 | Downtown Master Stormwater Project | Wet detention for downtown area; 32.4-acre drainage basin; project will provide pollutant reduction of 64.5% TN and 40% TP; small eastern portion of new lines falls within springshed. | Wet Detention Pond | Completed | Not provided | 2015 | 77.8 | 23.3 | Outside Springshed | 32.5 | 4000000 | Not provided | Not provided | Not provided | Not provided | Not provided | Not provided | Not provided
4113 | WEKR | Seminole County | N/A | SC-17 | Markham Woods Rd. Widening from State Road 434 to Springs Landing Blvd. | Provide water quality treatment for additional traffic lane through construction of new exfiltration trench; area served = 12.4 acres. | Exfiltration Trench | Completed | 2002 | 2003 | 32.4 | 4.4 | Outside Springshed | 12.4 | 1400000 | TBD | N/A | N/A | N/A | N/A | 28.695867 | -81.38888
4369 | CALO | Lee County | N/A | LC-42 | Bob Janes Preserve Restoration Feasibility Study | Study to identify areas of high nutrient loads and potential BMPs to improve water quality, and restore historic hydrologic conditions. | Study | Completed | 2019 | 2020 | N/A | N/A | Tidal Caloosahatchee; West Caloosahatchee | N/A | 228285 | N/A | County | County - $228,285 | N/A | N/A | 26.753019 | -81.648373
4370 | CALO | Lee County | N/A | LC-43 | GS-10 | Land purchase and conversion to conservation land use. | Land Use Change | Completed | 2019 | 2019 | 15177.838 | 10640.0468 | Tidal Caloosahatchee; West Caloosahatchee | N/A | 3870000 | N/A | County | County - $3,870,000 | N/A | N/A | 26.66855657 | -81.6101884
4371 | CIRL | Brevard County | SOIRL/ Palm Bay | BC-22 | Palm Bay Bayfront Stormwater Project | CITY SOIRL, SOIRL-15. | Wet Detention Pond | Completed | 2016 | 2017 | TBD | TBD | TBD | 311 | 300000 | Not provided | DEP/ SOIRL/ City | SOIRL - $30,624 | TBD | Not provided | 28.03812 | -80.58486
4372 | CIRL | Brevard County | Cities within Brevard County | BC-23 | Education Efforts | Fertilizer video, rain barrel workshops, Facebook page, bus wrap, and billboard. | Enhanced Public Education | Ongoing | Not provided | N/A | N/A | N/A | A | N/A | TBD | TBD | Brevard County/ SOIRL | TBD | N/A | Not provided | 28.010616 | -80.626889
4373 | CIRL | Brevard County | Melbourne | BC-24 | Hoag Sewer Conversion | Septic Removal - CIRL - Melbourne, SOIRL-04. Project is also listed under MEL-10. | OSTDS Phase Out | Underway | TBD | 2020 | 23.9 | N/A | A | TBD | 100000 | TBD | SOIRL/ City | $86,031 | N/A | TBD | Not provided | Not provided
2765 | NIRL | City of Cocoa | N/A | CC-07 | Suntree Baffle Box #1 on 2116 IRD | Capture previously untreated runoff. | Baffle Boxes- Second Generation | Completed | 2014 | 2014 | 10.9649 | 1.3334 | B | 5.9 | 80000 | 3500 | City | City - $40,000 | N/A | N/A | 28.3919676139863 | -80.7433458320404
2766 | NIRL | City of Cocoa | SJRWMD | CC-06 | North Fiske Stormwater Retention Facility | Wet detention pond to reduce the discharge of stormwater runoff into surface waters in the state by complete on-site storage. | 100% On-site Retention | Completed | 2005 | 2009 | 16.2847 | 2.1582 | B | 33.9 | 330000 | 5000 | City | City - $250,000/ SJRWMD - $250,000 | N/A | Not provided | 28.3830836678646 | -80.7426851825722
2767 | NIRL | City of Cocoa | N/A | CC-13 | Cocoa Riverfront Park | Amphitheatre and stormwater improvements. Same as Project Number CC-03 where information is captured. Recommend removing from list. | Stormwater System Rehabilitation | Completed | 2014 | 2016 | N/A | N/A | B | 12 | 162000 | N/A | City | N/A | N/A | N/A | 28.35417 | -80.72417
2768 | CIRL | Turnpike Enterprise | N/A | T-02 | Public Education | No fertilizer on rights-of-way, educational signage, and illicit discharge training. | Education Efforts | Ongoing | 2013 | N/A | 8.18 | 1 | B | N/A | N/A | N/A | N/A | N/A | N/A | N/A | 27.481181 | -80.454572
2769 | NIRL | Brevard County | N/A | BC-001 | Old Dixie Highway 601 | Sediment trap. | BMP Cleanout | Ongoing | 2010 | 2014 | Not provided | Not provided | A | Not provided | 2000 | 2000 | County | County - $2,000 | N/A | Not provided | 28.622302 | -80.82987
2770 | CIRL | Town of Orchid | N/A | TO-1 | Education Efforts | Not provided. | Education Efforts | Canceled | N/A | N/A | N/A | N/A | N/A | N/A | N/A | N/A | N/A | N/A | N/A | Not provided | N/A | N/A
2771 | CIRL | Town of Melbourne Village | N/A | MV-01 | Platt Circle | Not provided. | Baffle Boxes- Second Generation | Completed | Not provided | 2005 | 48 | 5.5 | A | 31.1 | 124000 | Not provided | Not provided | Not provided | N/A | Not provided | Not provided | Not provided
2772 | CIRL | Town of Melbourne Beach | N/A | MB-17 | Melbourne Beach Town Hall | Not provided. | 100% On-site Retention | Completed | Not provided | 2005 | 14.3585 | 1.9801 | A | 1.8 | Not provided | Not provided | Not provided | Not provided | N/A | Not provided | 28.067837685 | -80.563946559
3010 | NIRL | Brevard County | DEP | BC-066 | Oak Street | Upgrading a 1st Generation to a 2nd generation baffle box by adding the nutrient separating screen. Project accounted for in CIRL-BC-02 and is outside the NIRL boundary. | Baffle Boxes- Second Generation | Canceled | Not provided | 2015 | N/A | N/A | B | 0.3 | 10895 | 2140 | DEP | DEP - $275,000 | S0652 | N/A | 28.05792 | -80.55826
3011 | NIRL | Brevard County | DEP | BC-067 | Fountainhead Advanced Denitrification | Phosphorus reduction & denitrification. | Denitrification Walls | Underway | Not provided | 2020 | TBD | TBD | B | 234.65 | 381000 | Not provided | DEP | Not provided | LP05115 | TBD | 28.4819040653135 | -80.7704608143167
3237 | STLU | Town of Sewall's Point | SFWMD | SP-25 | Highpoint East | Installation of baffle box. | Baffle Boxes- First Generation | Completed | Not provided | 2000 | N/A | N/A | Special Project BMAP Area | 15.6 | Not provided | N/A | Town/ SFWMD | Not provided | N/A | Not provided | Incompatible Point | Incompatible Point
3238 | STLU | Town of Sewall's Point | SFWMD | SP-12 | Riverview | Installation of baffle box. | Baffle Boxes- First Generation | Completed | Not provided | 2002 | 0.5 | 0.4 | Primary BMAP Area | 9.6 | Not provided | N/A | Town/ SFWMD | Not provided | N/A | Not provided | 27.186129 | -80.19526
3239 | STLU | Town of Sewall's Point | SFWMD | SP-23 | Highpoint West | Installation of baffle box. | Baffle Boxes- First Generation | Completed | Not provided | 2000 | N/A | N/A | Special Project BMAP Area | 7.9 | Not provided | N/A | Town/ SFWMD | Not provided | N/A | Not provided | 27.1766 | -80.1908
3240 | STLU | Town of Sewall's Point | N/A | SP-13 | Pineapple Lane | Installation of outfall exfiltration. | Exfiltration Trench | Completed | Not provided | 2002 | 0 | 0 | Primary BMAP Area | 5.5 | Not provided | N/A | Town | Not provided | N/A | Not provided | Incompatible Point | Incompatible Point
3241 | STLU | Town of Sewall's Point | N/A | SP-21 | Town Commons Park | Installation of water quality treatment/dry detention. | Dry Detention Pond | Completed | Not provided | 2002 | N/A | N/A | Special Project BMAP Area | 1 | Not provided | N/A | Town | Not provided | N/A | Not provided | Incompatible Point | Incompatible Point
3242 | STLU | Town of Sewall's Point | N/A | SP-20 | Delano Lane | Installation of exfiltration system. | Exfiltration Trench | Completed | Not provided | 2000 | N/A | N/A | Special Project BMAP Area | 1.2 | Not provided | N/A | Town | Not provided | N/A | Not provided | Incompatible Point | Incompatible Point
3243 | STLU | Town of Sewall's Point | N/A | SP-19 | Street Sweeping | 19 cubic yards of debris collected through street sweeping. | Street Sweeping | Ongoing | Not provided | N/A | 25 | 16 | Primary BMAP Area | N/A | Not provided | N/A | Town | N/A | N/A | Not provided | 27.197893 | -80.202747
3244 | STLU | Town of Sewall's Point | N/A | SP-18 | Education Program | Fertilizer ordinance. | Education Efforts | Ongoing | Not provided | N/A | 24.1 | 4 | Primary BMAP Area | N/A | N/A | N/A | Town | N/A | N/A | Not provided | 27.197893 | -80.202747
3245 | STLU | Town of Sewall's Point | FDOT | SP-17 | State Road A1A | Installation of outfall exfiltration. | Exfiltration Trench | Completed | Not provided | 2012 | 101.9 | 15.1 | Primary BMAP Area | 12.1 | Not provided | N/A | FDOT | Not provided | N/A | Not provided | 27.201446 | -80.203353
4241 | RAIN | Marion County Office of the County Engineer | Marion County Stormwater Section | B037 | Marion County Stormwater Program – NPDES MS4 Permit | Implementation of Stormwater Education Plan to ensure compliance with NPDES MS4 permit public education requirements. | Education Efforts | Ongoing | 2003 | N/A | N/A | N/A | Rainbow Springs Basin/ Silver Springs Basin | N/A | 49415 | N/A | Marion County Stormwater Assessment | TBD | N/A | N/A | Not provided | Not provided
4242 | RAIN | Marion County | UF-IFAS Extension | B010 | Clean Farms Initiative | Marion County. The Clean Farms Initiative was originally passed under Resolution 04-R-384 and has evolved using a Farm Outreach Coordinator to educate farms regarding BMPs. The number of farm visits are tracked yearly. | Agricultural BMPs | Ongoing | 2003 | N/A | N/A | N/A | Rainbow Spring Basin/ Silver Spring Basin | N/A | N/A | N/A | N/A | N/A | N/A | N/A | 29.22467 | -82.3387
4243 | RAIN | Marion County Growth Services | N/A | B001 | Marion County Transfer of Development Rights (TDR) | TDR Program designed to protect natural resources, listed in Policy 1.1.2 of Conservation Element of Marion County Comprehensive Plan and locally important and prime farmlands. Program definition contained in Article 3 of Land Development Code. | Regulations, Ordinances, and Guidelines | Completed | 2000 | 2000 | N/A | N/A | Rainbow Spring Basin/ Silver Spring Basin | N/A | Not provided | N/A | Not provided | Not provided | N/A | Not provided | TBD | TBD
4244 | RAIN | DEP | TBD | B012 | Implementation of Outreach Program for Small Equine BMP Manual | An outreach program will be developed to implement the Small Equine BMP Manual on non–commercial horse farms in the Silver and Rainbow Springs BMAP areas. | Agricultural BMPs | Planned | TBD | N/A | N/A | N/A | Rainbow Spring Basin/ Silver Spring Basin | N/A | Not provided | Not provided | Not provided | Not provided | N/A | Not provided | TBD | TBD
4245 | RAIN | FDOT District 5 | N/A | B022 | State Road (SR) 40 Design Project – Pond 3 | 238719–1, SR 40 from CR 328 to SW 80th Ave. (CR 225A) – Pond 3/dry retention; closed basin in poorly drained soils. | On-line Retention BMPs | Underway | 2014 | 2020 | 3.159 | 1.57 | Rainbow Springs Basin/ Silver Springs Basin | 8.97 | Not provided | Not provided | Florida Legislature | Not provided | N/A | Not provided | 29.18619 | -82.29627
4246 | RAIN | FDOT District 5 | N/A | B023 | SR 40 Design Project – Pond 4 | 238719–1, SR 40 from CR 328 to SW 80th Ave. (CR 225A) – Pond 4/dry retention; closed basin in poorly drained soils. | On-line Retention BMPs | Underway | 2014 | 2020 | 4.1472 | 2.19 | Rainbow Springs Basin/ Silver Springs Basin | 12.53 | Not provided | Not provided | Florida Legislature | Not provided | N/A | Not provided | 29.18595 | -82.28719
4247 | RAIN | FDOT District 5 | N/A | B024 | SR 40 Design Project – Pond 5 | 238719–1, SR 40 from CR 328 to SW 80th Ave. (CR 225A) – Pond 5/dry retention; closed basin in poorly drained soils. | On-line Retention BMPs | Underway | 2014 | 2020 | 3.8394 | 1.91 | Rainbow Springs Basin/ Silver Springs Basin | 10.9 | Not provided | Not provided | Florida Legislature | Not provided | N/A | Not provided | 29.18779 | -82.27748
3272 | STLU | Town of Sewall's Point | DEP/ SFWMD | SP-28 | South Sewell's Point Road - Phase 1 Mandalay (Marguerita) | Installation of exfiltration system/baffle boxes and STA. | BMP Treatment Train | Underway | 2020 | 2021 | N/A | N/A | Special Project BMAP Area | 21 | 2000000 | N/A | Town/ DEP/ SFWMD/ FEMA/ IRL Council | Town - $1,400,000/ DEP - $600,000 | NS029 | Not provided | Incompatible Point | Incompatible Point
3273 | STLU | City of Port St. Lucie | N/A | PSL-17 | Leithgow STA | Landscape irrigation is drawn from stormwater in channel/pond/STA. | Stormwater Reuse | Completed | Prior to 2013 | Prior to 2013 | 12.6 | 2.1 | Primary BMAP Area | N/A | N/A | N/A | City | N/A | N/A | N/A | 27.273966659 | -80.277898243
3274 | STLU | City of Port St. Lucie | N/A | PSL-18 | Cane Slough 1/ Elks STA | Landscape irrigation is drawn from stormwater in channel/pond/STA. | Stormwater Reuse | Completed | Prior to 2013 | Prior to 2013 | 61 | 10.5 | Primary BMAP Area | N/A | N/A | N/A | City | N/A | N/A | N/A | 27.27176738 | -80.285409598
3275 | STLU | Town of Sewall's Point | N/A | SP-29 | Baffle Boxes | Installation of baffle boxes in various locations. | Baffle Boxes- First Generation | Underway | Not provided | TBD | N/A | N/A | Special Project BMAP Area | 18 | 315000 | N/A | Town | TBD | N/A | Not provided | Not provided | Not provided
3276 | STLU | Troup-Indiantown WCD | SFWMD/ USACE | TI-05 | C-44 STA Area | Converting from conservation area to STA. | Land Use Change | Underway | 2014 | 2018 | N/A | N/A | Primary BMAP Area | 6100 | N/A | N/A | SFMWD | Not provided | N/A | Not provided | 27.07139 | -80.44694
3277 | STLU | Town of Sewall's Point | N/A | SP-31 | Quail Run Subdivision | Installation of exfiltration/swales. | BMP Treatment Train | Completed | Not provided | 2015 | N/A | N/A | Primary BMAP Area | 3.5 | Not provided | N/A | Town | Not provided | N/A | Not provided | Incompatible Point | Incompatible Point
3278 | STLU | Turnpike Enterprise | N/A | T-01 | Project 420735-1 Port St. Lucie Interchange Pond A | Port St. Lucie Interchange ramp improvements, dry detention pond. | Dry Detention Pond | Completed | 2009 | 2013 | 3.5 | 0.6 | Primary BMAP Area | 3.6 | 1534048 | N/A | Turnpike Enterprise | $1,534,048 | N/A | N/A | 27.277124674 | -80.359957556
3279 | STLU | Turnpike Enterprise | N/A | T-02 | Project 420735-1 Port St. Lucie Interchange Pond B | Port St. Lucie Interchange ramp improvements , wet detention pond. | Wet Detention Pond | Completed | 2009 | 2013 | 32.9 | 3.7 | Primary BMAP Area | 20.6 | 1534048 | N/A | Turnpike Enterprise | $1,534,048 | N/A | N/A | 27.27507176 | -80.357911854
3280 | STLU | Turnpike Enterprise | N/A | T-03 | Project 404135-2 Thomas B. Manuel Bridge North Pond | Thomas B. Manuel Bridge replacement design build, dry detention pond. | Dry Detention Pond | Completed | 2001 | 2005 | 7.9 | 1.3 | Primary BMAP Area | 9.8 | 25546600 | N/A | Turnpike Enterprise | $25,546,600 | N/A | N/A | 27.120509428 | -80.276912007
3281 | STLU | Turnpike Enterprise | N/A | T-04 | Education Program | No fertilizer on rights-of-way, educational signage, illicit discharge training. | Education Efforts | Ongoing | 2013 | N/A | TBD | TBD | Primary BMAP Area | N/A | N/A | N/A | N/A | N/A | N/A | N/A | 27.245147 | -80.346294
3282 | STLU | City of Port St. Lucie | N/A | PSL-19 | Cane Slough 2/ Azzi STA | Landscape irrigation is drawn from stormwater in channel/pond/STA. | Stormwater Reuse | Completed | Prior to 2013 | Prior to 2013 | 44.5 | 7.6 | Primary BMAP Area | N/A | N/A | N/A | City | N/A | N/A | N/A | 27.268572829 | -80.283754489
3283 | STLU | Turnpike Enterprise | N/A | T-05 | Street Sweeping | 1,944 lane miles swept and 28,323 lbs (or 12,847 kg) of debris collected. | Street Sweeping | Ongoing | 2013 | N/A | 144 | 10 | Primary BMAP Area | N/A | N/A | N/A | N/A | N/A | N/A | N/A | 27.245147 | -80.346294
3293 | STLU | City of Fort Pierce | N/A | FP-07 | Moore's Creek Retrofit Phase 2 | Not provided. | Baffle Boxes- First Generation | Completed | N/A | 2008 | N/A | N/A | Special Project BMAP Area | 1680 | 1480437 | Not provided | Not provided | Not provided | N/A | Not provided | 27.446286271 | -80.358504551
3294 | STLU | City of Fort Pierce | N/A | FP-06 | Virginia Ave. Outfall Canal | Stabilization of eroded canal banks as result of 2008 Tropical Storm Fay using rock rip-rap and gabion basket wall construction. | Shoreline Stabilization | Completed | N/A | 2008 | N/A | N/A | Special Project BMAP Area | 161.4 | 3462572 | 1500 | Not provided | Not provided | N/A | Not provided | Incompatible Point | Incompatible Point
2787 | NIRL | City of Cocoa | Space Coast Transportation Planning Organization (SCTPO)/ FDOT | CC-12 | Peachtree St. Reconstruction | Roadway and stormwater improvements. | Stormwater System Rehabilitation | Completed | 2016 | 2016 | N/A | N/A | B | 3 | 1700000 | N/A | City/ FDOT | City - $161,250/ FDOT - $1,387,500 | N/A | N/A | 28.35778 | -80.73889
2868 | CIRL | City of Fellsmere | N/A | F-11 | Alleyway Grading | Convert alleyway system into stormwater treatment system. | Grass swales without swale blocks or raised culverts | Planned | Not provided | TBD | TBD | TBD | SEB | 640 | 1260000 | 20000 | City/ Grants | TBD | N/A | Not provided | 27.765516 | -80.600723
2869 | CIRL | City of Fellsmere | SJRWMD/ Property Owner | F-10 | South Regional Lake | Created wetland flow through system. | BMP Treatment Train | Planned | 2018 | TBD | 3024.6078 | 797.1544 | SEB | 450 | 787187 | 5000 | SJRWMD | SJRWMD - $500,000 | N/A | Not provided | 27.76078 | -80.587701
2870 | CIRL | City of Fellsmere | SJRWMD/ Property Owner | F-09 | North Regional Lake | Not provided. | Wet Detention Pond | Completed | Not provided | 2017 | 1511.5193 | 455.6946 | SEB | 22 | 615000 | 10000 | SJRWMD | SJRWMD - $500,000 | N/A | Not provided | 27.77141 | -80.590584
2871 | CIRL | City of Fellsmere | N/A | F-08 | Fertilizer Ordinance | Ordinance. | Regulations, Ordinances, and Guidelines | Ongoing | Not provided | N/A | 53 | 7.7 | SEB | N/A | N/A | N/A | N/A | N/A | N/A | Not provided | 27.713198 | -80.562943
2872 | CIRL | Brevard County | DEP | BC-07 | Valkaria Lakes | Converted borrow pits into detention ponds for stormwater treatment. | Wet Detention Pond | Completed | Not provided | 2014 | 1132.0934 | 255.9565 | A | 457.7 | 261000 | Not provided | DEP/ County | $144,598 | G0249 | Not provided | 27.944212049 | -80.598719841
2873 | CIRL | City of Fellsmere | N/A | F-16 | Stormwater data inventory | Develop stormwater data inventory system. | Study | Completed | Not provided | 2018 | N/A | N/A | SEB | N/A | 15000 | N/A | City Stormwater Fund | City Stormwater Fund - $15,000 | N/A | Not provided | Not provided | Not provided
2874 | BIRL | Kennedy Space Center | N/A | KSC-24 | Demolition of Facility M7-1061 | Demolition of facility and associated impervious surface replaced with grass and natural vegetation. | Land Use Change | Completed | Not provided | 2015 | TBD | TBD | A | 1.3 | N/A | N/A | N/A | N/A | N/A | Not provided | 28.51406655 | -80.641048758
2875 | CIRL | Brevard County | N/A | BC-09 | Micco I | Exfiltration and denitrification. | BMP Treatment Train | Completed | 2013 | 2016 | 40.4825 | 5.9431 | SEB | 52 | 175599 | 1000 | DEP | DEP - $355,304 | G0358 | N/A | 27.847618268 | -80.49877561
3259 | STLU | Troup-Indiantown WCD | SFWMD/ USACE | TI-04 | C-44 Reservoir Area | Converting from conservation area to reservoir. | Land Use Change | Underway | 2016 | 2018 | N/A | N/A | Primary BMAP Area | 3485 | N/A | N/A | USACE | Not provided | N/A | Not provided | 27.0975 | -80.44694
3260 | STLU | City of Port St. Lucie | SLWSD | PSL-23 | St. Lucie West Services District (SLWSD) Aquatic Harvesting | Project moved to new entity (SLWSD). | Aquatic Vegetation Harvesting | Canceled | N/A | N/A | N/A | N/A | Primary BMAP Area | N/A | N/A | N/A | N/A | N/A | N/A | Not provided | N/A | N/A
3261 | STLU | Troup-Indiantown WCD | N/A | TI-03 | Removal of Drainage Areas | Minute Maid Rd. drainage improvements. | 100% On-Site Retention | Completed | 2016 | 2013 | TBD | TBD | Primary BMAP Area | 73 | 124000 | N/A | WCD | Not provided | N/A | Not provided | 27.07417 | -80.43333
3262 | STLU | City of Port St. Lucie | SFWMD | PSL-25 | Atlantis Basin (D-13) | Installation of 2nd-generation baffle box. | Baffle Boxes- Second Generation | Completed | 2014 | 2015 | 258.8 | 35.6 | Primary BMAP Area | 115.8 | 137755 | 20000 | City/ SFWMD | City - $104,422/ SFWMD - $33,333 | N/A | 4600002758 | 27.301477179 | -80.320058777
4339 | BIRL | City of Cocoa Beach | TBD | CB-41 | 1st Street N./ Brevard SW LID | Tree canopy, rain gardens/ rain tanks/ previous pavers/ BAM. | BMP Treatment Train | Planned | TBD | TBD | TBD | TBD | B | 12.6 | 250000 | 3000 | TBD | TBD | TBD | TBD | 28.320285 | -80.611547
4340 | BIRL | City of Cape Canaveral | N/A | CC-33 | WWTF Shoreline Restoration | Armor shoreline at WWTF. | Shoreline Stabilization | Completed | 2018 | 2018 | N/A | N/A | B | N/A | 193850 | 1000 | City | City - $193,850 | N/A | N/A | 28.381668 | -80.607943
4341 | BIRL | City of Cape Canaveral | N/A | CC-34 | Beemats Installation (4 Count) | Beemats installation. | Floating Islands/ Managed Aquatic Plant Systems (MAPS) | Completed | 2018 | 2018 | 83 | 11 | B | 1 | 15000 | 2500 | City | City - $15,000 | N/A | N/A | 28.392518 | -80.618622
4342 | BIRL | City of Cape Canaveral | N/A | CC-35 | Oxidation Ditch Refurbishment | Oxidation Ditch rehab. | BMP Cleanout | Ongoing | 2018 | 2018 | N/A | N/A | B | N/A | N/A | N/A | N/A | N/A | N/A | N/A | 28.39264399 | -80.60676607
4343 | BIRL | City of Cape Canaveral | N/A | CC-36 | Ls #2 Sewer Line Replacement | Replacement of sewer line for LS #2. | WWTF Upgrade | Completed | 2018 | 2018 | N/A | N/A | B | N/A | N/A | N/A | N/A | N/A | N/A | N/A | 28.381668 | -80.607943
4672 | WEKR | City of Ocoee | N/A | O-11 | Peach Lake Manor Drainage Improvements | Construct and operate dry retention system (retrofit) of BMPs to serve approximately 60-acre residential subdivision with no conventional stormwater treatment; sewered area. | On-line Retention BMPs | Underway | Not provided | 2014 | 33 | 24.4 | Inside Springshed | 60 | Not provided | Not provided | Not provided | Not provided | N/A | Not provided | 28.594693 | -81.523404
4673 | WEKR | City of Ocoee | N/A | O-12 | Prairie Lake Reserve | Construct surface water management system to serve 42-acre residential subdivision (townhomes); 3 retention ponds permitted. | On-line Retention BMPs | Completed | Not provided | 2007 | 0.18208 | 0.24 | Inside Springshed | 42 | Not provided | Not provided | Not provided | Not provided | N/A | Not provided | 28.590192 | -81.510597
4674 | WEKR | City of Ocoee | N/A | O-13 | Remington Oaks Phase I and II Subdivision | 140-lot single-family 49.5-acre subdivision with two dry retention ponds. | On-line Retention BMPs | Completed | Not provided | Prior to 2015 | N/A | N/A | Inside Springshed | 49.5 | Not provided | Not provided | Not provided | Not provided | N/A | Not provided | 28.598277 | -81.508838
4675 | WEKR | City of Ocoee | N/A | O-14 | Sabinal Ct. and Geneva St. Drainage Improvements – Prima Vista Subdivision | Installation of a 2nd-generation baffle box, pipes and end treatments, channel repair; proposed improvements will alleviate flooding and improve water quality in subdivision that has no permitted stormwater management treatment system. | Baffle Boxes- Second Generation | Completed | Not provided | 2011 | 6.4 | 3.9 | Inside Springshed | 45.2 | 76500 | Not provided | City of Ocoee | Not provided | N/A | Not provided | 28.559086 | -81.537543
4676 | WEKR | City of Ocoee | N/A | O-15 | Villa Roma | 8.92-acre project; construct 52-townhome subdivision to be served by wet detention system; project will provide 100-year compensating storage; sewered area. | Wet Detention Pond | Completed | Not provided | 2011 | 0.78294 | 0.7 | Inside Springshed | 8.92 | Not provided | Not provided | Not provided | Not provided | N/A | Not provided | 28.527389 | -81.543347
4677 | WEKR | City of Ocoee | N/A | O-16 | Villages of West Oak Subdivision | Construct two dry retention ponds to serve 33-lot, single-family, 5.5-acre subdivision. | On-line Retention BMPs | Completed | Not provided | 2000 | 0.024277 | 0.1 | Inside Springshed | 5.5 | Not provided | Not provided | Not provided | Not provided | N/A | Not provided | 28.562468 | -81.516044
4678 | WEKR | City of Ocoee | N/A | O-17 | Wellington Place Subdivision | Construct surface water management system to serve 14-acre residential subdivision. | Stormwater System Upgrade | Completed | Not provided | 2003 | 0.042485 | 0.1 | Inside Springshed | 14 | Not provided | Not provided | Not provided | Not provided | N/A | Not provided | 28.58746 | -81.508087
4982 | CHHO | Citrus County | TBD | CC-20 | Mason Creek Septic to Sewer | Gravity sewer and force main to connect 160 residents and businesses to the SWRWRF; including septic system abandonment. | OSTDS Phase Out | Planned | TBD | 2030 | 1235 | N/A | Homosassa | Not provided | 6008235 | Not provided | TBD | $6,008,235 | Not provided | Not provided | Not provided | Not provided
4983 | CHHO | Citrus County | TBD | CC-21 | Homosassa Phase 5 Septic to Sewer | Gravity sewer and force main to connect 115 residents and businesses to the SWRWRF; including septic system abandonment. | OSTDS Phase Out | Planned | TBD | 2030 | 885 | N/A | Homosassa | Not provided | 4421525 | Not provided | TBD | $4,421,525 | Not provided | Not provided | Not provided | Not provided
4984 | CHHO | Hernando County | N/A | HC-01 | Public Education Activities | Adopted fertilizer ordinance; pet waste ordinance; website, brochures, public service announcements, etc. | Education Efforts | Ongoing | 2013 | N/A | 954 | N/A | Chassahowitzka | N/A | 20000 | N/A | County | $20,000 | N/A | Not provided | Not provided | Not provided
4985 | CHHO | Hernando County | TBD | HC-02 | BMAP Manager | Proposed position to be filled by a high level staff person to lead all aspects of BMAP implementation for Hernando County. This position will be responsible for intergovernmental coordination with agencies to fulfill BMAP requirements. | Study | Canceled | 2017 | 2031 | N/A | N/A | Chassahowitzka | N/A | 150000 | 150000 | TBD | $150,000 | N/A | N/A | N/A | N/A
4986 | CHHO | Hernando County | SWFWMD | HC-03 | Eastern Hernando Withlacoochee Watershed Resource Assessment and BMP Development Plan | Comprehensive engineering analysis, water quality assessment, watershed model development and conceptual BMP designs. | Study | Completed | 2014 | 2016 | N/A | N/A | Chassahowitzka | N/A | 200000 | N/A | County/ SWFWMD | County - $100,000/ SWFWMD - $100,000 | N/A | Not provided | Not provided | Not provided
4987 | CHHO | Hernando County | SWFWMD | HC-04 | Bystre Lake Resource Assessment and BMP Development Plan | Comprehensive engineering analysis, water quality assessment, watershed model development and conceptual BMP designs. | Study | Completed | 2015 | 2017 | N/A | N/A | Chassahowitzka | N/A | 200000 | N/A | County/ SWFWMD | County - $100,000/ SWFWMD - $100,000 | N/A | Not provided | Not provided | Not provided
4565 | SAFE | SRWMD | DEP/ Agricultural Producers | SRWMD-10 | Precision Ag 2 | Provide cost share funds to agricultural producers within the PFA and BMAP to reduce nutrients and conserve water. | Agricultural BMPs | Underway | 2018 | TBD | TBD | N/A | Basinwide | N/A | 3500 | N/A | DEP/ Producers | DEP - $750,000/ Producers - $250,000 | LP6103K | 17/18-030 | Not provided | Not provided
4566 | SAFE | SRWMD | DEP/ Agricultural Producers | SRWMD-11 | Accelerating Suwannee River Restoration and Silviculture Management | Incentivize silviculture and rural land conservation to reduce groundwater pumping and nitrogen loading in the Middle Suwannee springshed and Ichetucknee River. | Agricultural BMPs | Underway | 2018 | TBD | TBD | N/A | TBD | N/A | TBD | TBD | DEP/ SRWMD | TBD | LP6103G | 19/20-177 | 29.9072 | -82.4723
4567 | SAFE | SRWMD | City of Lake City | SRWMD-12 | Ichetucknee Springs Quality & Quantity Enhancement | Increase the wetland polishing area from 1 MGD to 3 MGD with estimated recharge of 2 MGD and additional nutrient reduction by adding gravity flow and a recharge well. | Constructed Wetland Treatment | Underway | 2018 | TBD | N/A | N/A | Columbia County | 1 | 1850000 | 40000 | DEP/ City of Lake City | DEP - $1,800,000/ City - $50,000 | LP12031 | N/A | 30.12 | -82.68
4568 | SAFE | SRWMD | City of Lake City/ Columbia County | SRWMD-13 | Gwen Lake | The project addresses stormwater, flooding, erosion, and sedimentation concerns that impair the water quality and water storage capacity of Gwen Lake and adjacent waterways. | Regional Stormwater Treatment | Underway | 2020 | 2021 | N/A | N/A | Lake City | 800 | 450000 | N/A | SRWMD/ City of Lake City | SRWMD - $200,000/ City - $100,000/ County - $150,000 | N/A | 18/19-202 | 30.1915 | -82.6525
4720 | WEKR | Orange County | Not provided | OC-15 | 11th and 12th St. Improvement | New stormwater treatment to serve 11th and 12th Streets; 8.8 acres. Previously credited as 12 TN and 69 TP. Completion date falls outside of project collection period. | Stormwater System Upgrade | Completed | Prior to 2015 | Prior to 2015 | N/A | N/A | Inside Springshed | Not provided | Not provided | Not provided | Not provided | Not provided | Not provided | N/A | 28.662424 | -81.500488
4721 | WEKR | Orange County | Not provided | OC-16 | Clarcona Ocoee East and West Segments | 4-lane road improvement; existing 2 lanes do not have stormwater treatment; project length = 2.5 miles. | Stormwater System Upgrade | Underway | TBD | TBD | 8.497 | 47.3 | Inside Springshed | Not provided | Not provided | Not provided | Not provided | Not provided | Not provided | N/A | 28.612632 | -81.437417
4722 | WEKR | Orange County | Not provided | OC-22 | Rock Spring Road | 4-lane road improvement; existing 2 lanes do not have stormwater treatment; project length = 2 miles. | Stormwater System Upgrade | Completed | Prior to 2015 | Prior to 2015 | 7.1314 | 39.4 | Inside Springshed | Not provided | Not provided | Not provided | Not provided | Not provided | Not provided | N/A | 28.734828 | -81.509759
4723 | WEKR | Orange County | Not provided | OC-23 | 11th Ave. | Pave .3-acre dirt road; treatment with open swales and ditch blocks. | Grass swales with swale blocks or raised culverts | Completed | 2007 | 2007 | 0.4552 | 2.4 | Inside Springshed | Not provided | Not provided | Not provided | Not provided | Not provided | Not provided | N/A | 28.590762 | -81.541215
4724 | WEKR | Orange County | Not provided | OC-24 | 13th Ave. | Pave .5-acre dirt road; treatment with open swales and ditch blocks. | Grass swales with swale blocks or raised culverts | Completed | 2007 | 2007 | 0.75866 | 3.9 | Inside Springshed | Not provided | Not provided | Not provided | Not provided | Not provided | Not provided | N/A | 28.589169 | -81.540469
4664 | WEKR | City of Ocoee | N/A | O-03 | Cambridge Village Subdivision | Cambridge Village is 8.97-acre single-family residential subdivision located southeast of intersection of White Rd. and Clarke Rd. in Ocoee; surface water management system includes 30 lots, associated road, and one dry retention system. | On-line Retention BMPs | Completed | Not provided | 2002 | 0.069797 | 0.05 | Inside Springshed | 8.97 | Not provided | Not provided | Not provided | Not provided | N/A | Not provided | 28.562387 | -81.513795
4665 | WEKR | City of Ocoee | N/A | O-04 | Forest Trails Subdivision | Three dry retention ponds to serve 51.8-acre single-family residential development. | On-line Retention BMPs | Completed | Not provided | 2004 | 0.30347 | 0.1 | Inside Springshed | 51.8 | Not provided | Not provided | Not provided | Not provided | N/A | Not provided | 28.613422 | -81.509692
4666 | WEKR | City of Ocoee | N/A | O-05 | Hackney Prairie Park | 4.26-acre project served by stormwater treatment retention system; sewered area. | On-line Retention BMPs | Completed | Not provided | 2015 | 0.036416 | 0.1 | Inside Springshed | 4.26 | Not provided | Not provided | Not provided | Not provided | N/A | Not provided | 28.598803 | -81.510583
4667 | WEKR | City of Ocoee | N/A | O-06 | Ingram Estates Subdivision | 11.47-acre residential site, single lots, with stormwater system; two dry retention systems; recharge volume to be recovered within 72 hours; sewered area. | On-line Retention BMPs | Completed | Not provided | 2007 | 0.30347 | 0.6 | Inside Springshed | 11.47 | Not provided | Not provided | Not provided | Not provided | N/A | Not provided | 28.607838 | -81.528548
4668 | WEKR | City of Ocoee | N/A | O-07 | Oak Trail Reserve | Construct and operate surface water management system serving 61 single-family lots on 34.57-acre residential development located within Wekiva River Protection Basin; sewered area. | Stormwater System Upgrade | Completed | Not provided | 2017 | 0.9104 | 1.9 | Inside Springshed | 34.57 | Not provided | Not provided | Not provided | Not provided | N/A | Not provided | 28.612776 | -81.515923
4669 | WEKR | City of Ocoee | N/A | O-08 | Ocoee Carwash | 1.79-acre car wash facility, Lake Lotta watershed; sewered area. | OSTDS Phase Out | Completed | Not provided | 2009 | 1.9574 | 3.5 | Inside Springshed | 1.79 | Not provided | Not provided | Not provided | Not provided | N/A | Not provided | 28.551992 | -81.547368
4670 | WEKR | City of Ocoee | N/A | O-09 | Olympia Planned Unit Development | 21.2-acre commercial and public development, including Walgreens store and public library; one wet detention system and one dry retention system constructed. | Stormwater System Upgrade | Completed | Not provided | 2001 | 0.75866 | 0.5 | Inside Springshed | 21.2 | Not provided | Not provided | Not provided | Not provided | N/A | Not provided | 28.572332 | -81.515688
5168 | CALO | Coordinating Agency | N/A | CA-04 | BOMA Flow Equalization Basin (FEB) | Expand regional storage in the Caloosahatchee River Watershed and reduce flows to the estuary on approximately 1,800 acres of SFWMD lands. | Hydrologic Restoration | Planned | 2023 | 2025 | N/A | N/A | East Caloosahatchee | 1797 | TBD | TBD | SFWMD/ Florida Legislature | TBD | N/A | N/A | 26.779607 | -81.289079
4601 | WAKU | Wakulla County | NWFWMD | WC-027 | Magnolia Gardens Sewer Phase III | Installation of central sewer and proper abandonment of +/- 154 septic tanks. | OSTDS Phase Out | Underway | 2020 | 2022 | 1738 | N/A | PFA2 | N/A | 2687913 | N/A | N/A | N/A | N/A | Not provided | 30.175307 | -84.36477
4602 | WAKU | Wakulla County | NWFWMD | WC-028 | Wastewater Treatment Feasibility Analysis | Inventory and analysis of existing septic systems and WWTF with recommendations for future actions and planning. | Study | Underway | 2019 | 2021 | N/A | N/A | PFA1, PFA2 | N/A | 500000 | N/A | Legislative Springs Protection Funds | $500,000 | LP65031 | Not provided | 30.214699 | -84.32347
5356 | NIRL | Brevard County | SOIRL | BC-107 | Sunset Ave BAM - BB#26 | Adding a media to remove nitrogen by denitrification. The media will be added to the side slope of the pond or the bottom of the swale. | Biosorption Activated Media (BAM) | Underway | 2017 | 2022 | TBD | TBD | A | 300 | 130000 | Not provided | Not provided | SOIRL - $73,810 | N/A | TBD | 28.77429 | -80.85429
5072 | DELE | Volusia County | N/A | VC-02 | Fertilizer Ordinance | Fertilizer restrictions including summer ban on nitrogen and phosphorus. | Regulations, Ordinances, and Guidelines | Ongoing | 2015 | N/A | 194 | N/A | Inside Springshed | N/A | Not provided | Not provided | Volusia County General Fund | N/A | N/A | N/A | Not provided | Not provided
5073 | DELE | FDACS | Agricultural Producers | FDACS-01 | BMP Implementation and Verification - Farm Fertilizer | Enrollment and verification of farm fertilizer BMPs by agricultural producers. Reductions based on efficiencies referenced in the BMAP and 100% NOI Enrollment. | Agricultural BMPs | Underway | N/A | N/A | 11932.45 | N/A | Inside Springshed | 7642 | N/A | N/A | FDACS | TBD | N/A | N/A | Not provided | Not provided
5074 | DELE | FDACS | Agricultural Producers | FDACS-02 | BMP Implementation and Verification - Livestock Waste | Enrollment and verification of livestock waste BMPs by agricultural producers. Reductions based on efficiencies referenced in the BMAP and 100% NOI Enrollment. | Agricultural BMPs | Underway | N/A | N/A | 1103.4 | N/A | Inside Springshed | 5055 | N/A | N/A | FDACS | TBD | N/A | N/A | Not provided | Not provided
5075 | DELE | Management Strategies | N/A | GC-02 | Golf Course Reduction Credits | 6 % BMP credit on sports field load to groundwater, assuming 100 % BMP implementation. | Fertilizer Reduction | Planned | N/A | N/A | 12.6432 | N/A | Inside Springshed | N/A | N/A | N/A | N/A | N/A | N/A | N/A | N/A | N/A
5076 | DELE | Management Strategies | TBD | WU-01 | WWTF Policy Reductions | Achieved by WWTF policy if implemented BMAP-wide, achieving 3 or 6 mg/L. | WWTF Nutrient Reduction | Planned | N/A | TBD | 534.0205 | N/A | Inside Springshed | N/A | N/A | N/A | N/A | N/A | N/A | N/A | N/A | N/A
5333 | LSJM | COJ/ FDOT MS4 | Not provided | COJ-155 | COJ MS4 FLS000012 | Big Fishweir Creek - ecosystem restoration. | Exotic Vegetation Removal | Underway | Not provided | 2022 | TBD | TBD | Marine | 140 | 6539700 | Not provided | COJ/ USACE | $2,566,375 | N/A | Not provided | 30.3013411899 | -81.7259016105
4344 | BIRL | City of Cape Canaveral | N/A | CC-37 | Force Main #3 Replacement | Replacement and relocation of Force Main #3. | WWTF Upgrade | Completed | 2018 | 2018 | N/A | N/A | B | N/A | N/A | N/A | N/A | N/A | N/A | N/A | 28.396447 | -80.608037
2884 | BIRL | Kennedy Space Center | N/A | KSC-23 | Demolition of Facility M7-1012 | Demolition of facility and associated impervious surface replaced with grass and natural vegetation. | Land Use Change | Completed | Not provided | 2015 | TBD | TBD | A | 0.007 | N/A | N/A | N/A | N/A | N/A | Not provided | 28.514701776 | -80.641518937
2885 | BIRL | Kennedy Space Center | N/A | KSC-22 | Demolition of Facility M7-0862 | Demolition of facility and associated impervious surface replaced with grass and natural vegetation. | Land Use Change | Completed | Not provided | 2015 | TBD | TBD | A | 0.02 | N/A | N/A | N/A | N/A | N/A | Not provided | 28.516600431 | -80.640109777
2886 | BIRL | Kennedy Space Center | N/A | KSC-21 | Demolition of Facility M6-0339 | Demolition of facility and associated impervious surface replaced with grass and natural vegetation. | Land Use Change | Completed | Not provided | 2014 | TBD | TBD | A | 0.5 | N/A | N/A | N/A | N/A | N/A | Not provided | 28.524019 | -80.658672
2887 | BIRL | Kennedy Space Center | N/A | KSC-20 | Demolition of Facilities M7-1521 and M7-1522 | Demolition of facility and associated impervious surface replaced with grass and natural vegetation. | Land Use Change | Completed | Not provided | 2014 | TBD | TBD | A | 0.5 | N/A | N/A | N/A | N/A | N/A | Not provided | 28.507967 | -80.633361
2888 | BIRL | Kennedy Space Center | N/A | KSC-19 | Depressional Storage (Jerome Rd. to 22nd St.) | This basin is completely closes and does not discharge under normal conditions. | 100% On-site Retention | Completed | Not provided | 2014 | 3056.4525 | 279.0203 | A | 982 | 477506 | Not provided | Not provided | $477,506 | N/A | Not provided | 28.485804415 | -80.655904289
2889 | BIRL | Kennedy Space Center | N/A | KSC-18 | Depressional Storage (22nd St. to 28th St.) | This basin is completely closes and does not discharge under normal conditions. | 100% On-site Retention | Completed | Not provided | 2014 | 3441.43 | 268.696 | A | 1008.1 | 491976 | Not provided | Not provided | $491,976 | N/A | Not provided | 28.471483023 | -80.66211915
2890 | BIRL | Kennedy Space Center | N/A | KSC-17 | Impounded Areas | This basin is completely closes and does not discharge under normal conditions. | 100% On-site Retention | Completed | Not provided | 2014 | 8024.1828 | 782.6909 | A | 1655.3 | 62406 | Not provided | Not provided | $62,406 | N/A | Not provided | 28.567402435 | -80.618298619
2891 | BIRL | Kennedy Space Center | N/A | KSC-26 | Demolition of Facility M7-0961 | Demolition of facility and associated impervious surface replaced with grass and natural vegetation. | Land Use Change | Completed | Not provided | 2015 | TBD | TBD | A | 1.04 | N/A | N/A | N/A | N/A | N/A | Not provided | 28.515721199 | -80.641071184
2892 | BIRL | Patrick Air Force Base | USACE | PAFB-14 | Golf Course MAPS Install | Install 4 MAPS at the golf course within the retention ponds. | Floating Islands/ Managed Aquatic Plant Systems (MAPS) | Underway | 2017 | 2018 | TBD | TBD | B | 3 | N/A | 2000 | USAF | N/A | N/A | N/A | 28.21474 | -80.61013
2893 | CIRL | City of Fellsmere | N/A | F-04 | Sunrise Apartments Phase 1 & 2 | Not provided. | Wet Detention Pond | Completed | Not provided | 2009 | 11.7 | 4.5 | SEB | 36.2 | Not provided | Not provided | Not provided | Not provided | N/A | Not provided | 27.770119089 | -80.589020558
2894 | CIRL | Brevard County | N/A | BC-06 | Street Sweeping | Remove debris from 786 linear feet of curb street throughout the county. | Street Sweeping | Ongoing | Not provided | N/A | 55.37 | 35.28 | A | N/A | N/A | 147076.32 | N/A | N/A | N/A | Not provided | 28.010616 | -80.626889
2895 | CIRL | Fellsmere WCD | N/A | FWCD-06 | Fellsmere WCD Mechanical Canal Maintenance | Canal cleaning/maintenance. | Stormwater System Rehabilitation | Ongoing | Not provided | N/A | N/A | N/A | SEB | N/A | TBD | TBD | Fellsmere WCD | TBD | N/A | Not provided | Not provided | Not provided
2896 | BIRL | Patrick Air Force Base | N/A | PAFB-19 | Wetlands as Filters | Jurisdictional wetlands consist of four canals that directly connect to the Banana River totaling 35.7 surface acres. | Natural Wetlands as Filters | Canceled | N/A | N/A | N/A | N/A | N/A | N/A | N/A | N/A | N/A | N/A | N/A | N/A | N/A | N/A
2897 | BIRL | Patrick Air Force Base | Not provided | PAFB-18 | Manatee Cove Marina entrance Dredging Project | Removed 2,500 cubic yards of sand from the Manatee Cove Marina entrance. | Muck Removal/Restoration Dredging | Completed | 2017 | 2017 | TBD | TBD | B | N/A | Not provided | N/A | USAF | TBD | N/A | N/A | 28.21369 | -80.61678
2898 | BIRL | Patrick Air Force Base | Not provided | PAFB-17 | Public Education | Six outreach events were held: Annual Spring Beach Cleanup; PAFB Riverside Cleanup; Earth Day Memorial Tree Planting; Earth Day Outreach at the BX; Space Wing Family Day; and PAFB Fall Beach Cleanup. | Enhanced Public Education | Completed | 2017 | 2017 | N/A | N/A | B | N/A | N/A | N/A | USAF | N/A | N/A | N/A | 28.23232 | -80.606035
2899 | BIRL | Patrick Air Force Base | USACE | PAFB-04 | Basin 6C No Discharge | No discharge. | 100% On-site Retention | Completed | Prior to 2013 | Prior to 2013 | 74.7876 | 9.8506 | B | 11.3141 | N/A | N/A | USAF | N/A | N/A | N/A | 28.237257607 | -80.603637238
2900 | BIRL | Patrick Air Force Base | USACE | PAFB-15 | TMDL Monitoring and Data Collection | Collected stormwater and baseflow nutrient concentrations and rainfall data from 5 monitoring stations; collected baseflow and stormwater runoff flow volume data and groundwater elevation data from 9 monitoring stations. | Monitoring/Data Collection | Completed | 2011 | 2018 | N/A | N/A | B | N/A | 1850000 | 370000 | USAF | $1,850,000 | N/A | N/A | 28.232863426 | -80.608028179
2901 | CIRL | Brevard County | SJRWMD | BC-08 | Wheeler Properties (Sebastian River Improvements) | Wet detention pond and wetland enhancement. | Wet Detention Pond | Completed | Not provided | 2012 | TBD | TBD | SEB | 16403.5 | 3500000 | 2000 | DEP | Not provided | S0436 | Not provided | 27.885131833 | -80.592724984
2902 | BIRL | Patrick Air Force Base | USACE | PAFB-13 | Dry Detention Ponds after 2000 | Documenting treatment from existing completed ERP projects that were not included in the PLSM model. | Dry Detention Pond | Completed | 2016 | 2016 | 106.068 | 14.5182 | B | 143.3575 | N/A | N/A | USAF | N/A | N/A | N/A | 28.234813 | -80.607911
2903 | BIRL | Patrick Air Force Base | USACE | PAFB-12 | Ponds Without Discharge | Documenting no discharge from existing retention ponds. Subbasins 11A, 18A, and 18B. | Impoundment | Completed | 2017 | 2017 | TBD | TBD | B | 87.3487 | N/A | N/A | USAF | N/A | N/A | N/A | 28.25351 | -80.60409
2904 | BIRL | Patrick Air Force Base | Not provided | PAFB-11 | Canal/ Basin Clean Out | 170 inlets/ pipes/ swales/ ponds were inspected and 89 maintenance operations of stormwater systems were performed in 2017. | BMP Cleanout | Ongoing | 2017 | 2017 | 71 | 29 | B | N/A | 134500 | 134500 | USAF | $134,500 | N/A | N/A | 28.21474 | -80.61013
2905 | BIRL | Patrick Air Force Base | Not provided | PAFB-10 | South Patrick Drive Baffle Box | No longer a PAFB project. | Baffle Boxes- Second Generation | Canceled | N/A | N/A | N/A | N/A | N/A | N/A | N/A | N/A | N/A | N/A | N/A | N/A | N/A | N/A
2915 | CIRL | City of Palm Bay | Brevard County/ Brevard Zoo | PB-43 | Bayfront/Palm Bay Living Shoreline at Turkey Creek | Installation of oyster mats and plantings to uptake nutrients from sheet flow. | Creating/ Enhancing Living Shoreline | Canceled | 2018 | 2019 | N/A | N/A | A | TBD | 113000 | TBD | Brevard County | Brevard County - $113,000 | N/A | Not provided | 28.036 | -80.582
2916 | CIRL | City of Palm Bay | N/A | PB-42 | Unit 48 Drainage Improvements - Emerson | Expansion of wet detention system and adjustment of control structures. | Wet Detention Pond | Planned | TBD | 2019 | TBD | TBD | A | TBD | TBD | TBD | City | TBD | N/A | Not provided | 28.03 | -80.691
2917 | CIRL | City of Sebastian | N/A | SEB-03 | T-Hangar Development/Access Roads | Not provided. | Dry Detention Pond | Completed | Not provided | 2004 | 1.7891 | 0.23876 | SEB | 2.2 | Not provided | Not provided | Not provided | Not provided | N/A | Not provided | 27.812409276 | -80.501239967
2918 | CIRL | City of Palm Bay | N/A | PB-40 | Florin Pond | N/A. | Baffle Boxes- First Generation | Canceled | N/A | N/A | N/A | N/A | A | N/A | N/A | N/A | N/A | N/A | N/A | Not provided | N/A | N/A
2919 | CIRL | City of Sebastian | N/A | SEB-04 | Louisiana Avenue Improvements Projects | Not provided. | Dry Detention Pond | Completed | Not provided | 2004 | 2.8723 | 0.42507 | SEB | 2.6 | Not provided | Not provided | Not provided | Not provided | N/A | Not provided | Not provided | Not provided
2920 | CIRL | City of Palm Bay | N/A | PB-38 | Victoria Pond | N/A. | Baffle Boxes- First Generation | Canceled | N/A | N/A | N/A | N/A | A | N/A | N/A | N/A | N/A | N/A | N/A | Not provided | N/A | N/A
2921 | CIRL | City of Palm Bay | N/A | PB-37 | Norwood Baffle Box Retrofit | N/A. | Baffle Boxes- First Generation | Canceled | N/A | N/A | N/A | N/A | A | N/A | N/A | N/A | N/A | N/A | N/A | Not provided | N/A | N/A
2922 | CIRL | City of Palm Bay | N/A | PB-35 | Education Efforts | FYN, ordinances, pamphlets, PSAs, website, illicit discharge program. | Education Efforts | Ongoing | Not provided | N/A | 185.22 | 24.78 | SEB | N/A | N/A | N/A | N/A | N/A | N/A | Not provided | Not provided | Not provided
2923 | CIRL | City of Fellsmere | N/A | F-02 | Senior League Field Park Improvements | Not provided. | Wet Detention Pond | Completed | Not provided | 2008 | 3.6 | 0.7 | SEB | 11.5 | Not provided | Not provided | Not provided | Not provided | N/A | Not provided | 27.758285482 | -80.607651394
2924 | CIRL | City of Palm Bay | SJRWMD/ DEP | PB-34 | Stormwater Treatment at City Marina | Baffle box, modular wetlands, and upward filter. | BMP Treatment Train | Planned | Not provided | TBD | TBD | TBD | A | TBD | 890050 | TBD | SJRWMD/ DEP | TBD | LP05073 | Not provided | Not provided | Not provided
2925 | CIRL | City of Melbourne | N/A | MEL-06 | Southwest Park Improvements near Florida Avenue | Installation of baffle box along with pipe replacement. | Baffle Boxes- Second Generation with Media | Completed | 2016 | 2017 | TBD | TBD | A | 48 | 582152.62 | Not provided | City | City - $582,153 | N/A | Not provided | 28.0559 | -80.6256
2926 | CIRL | City of Palm Bay | N/A | PB-32 | Kingswood Drainage Pond | Modification and expansion of existing drainage pond to provide additional stormwater capacity, attenuation, and treatment. | Dry Detention Pond | Completed | Not provided | 2015 | 60.6058 | 8.3199 | A | 62.42 | Not provided | Not provided | Not provided | Not provided | N/A | Not provided | 28.055469614 | -80.591816837
2927 | CIRL | City of Palm Bay | N/A | PB-41 | Turkey Creek Shoreline Restoration | Bayfront shoreline restoration to place fill addressing hurricane erosion damage from 2016 and 2017. | Shoreline Stabilization | Completed | 2018 | 2018 | TBD | TBD | A | TBD | 180000 | TBD | DEO | DEO - $177,300/ City - $2,700 | N/A | Not provided | 28.036 | -80.582
2928 | CIRL | City of Sebastian | N/A | SEB-12 | Presidential Street | Not provided. | Baffle Boxes- First Generation | Completed | Not provided | 2014 | TBD | TBD | SEB | 15 | Not provided | Not provided | Not provided | Not provided | N/A | Not provided | Not provided | Not provided
2929 | CIRL | City of West Melbourne | N/A | WM-10 | Hammock Landing | Not provided. | Wet Detention Pond | Completed | Not provided | 2009 | 5.0245 | 1.7306 | A | 76.1 | Not provided | Not provided | Not provided | Not provided | N/A | Not provided | 28.037618131 | -80.663453868
2930 | CIRL | City of West Melbourne | N/A | WM-09 | Coastal Commerce | Not provided. | Wet Detention Pond | Completed | Not provided | 2009 | 12.1691 | 4.6802 | A | 59.9 | Not provided | Not provided | Not provided | Not provided | N/A | Not provided | 28.075602721 | -80.70310898
2931 | CIRL | City of West Melbourne | N/A | WM-08 | Lynnwood | Not provided. | Wet Detention Pond | Completed | Not provided | 2006 | 2.6603 | 1.0139 | A | 28.3 | Not provided | Not provided | Not provided | Not provided | N/A | Not provided | 28.055336831 | -80.655611914
2932 | CIRL | City of West Melbourne | N/A | WM-07 | Cypress/Creek Imagine Schools | Not provided. | Wet Detention Pond | Completed | Not provided | 2009 | 31.8127 | 4.2365 | A | 72 | Not provided | Not provided | Not provided | Not provided | N/A | Not provided | 28.040686073 | -80.649799481
2933 | CIRL | City of Sebastian | N/A | SEB-16 | Stormwater Park | Not provided. | Wet Detention Pond | Completed | Not provided | 2010 | TBD | TBD | SEB | 162 | Not provided | Not provided | Not provided | Not provided | N/A | Not provided | Not provided | Not provided
2934 | CIRL | City of Sebastian | N/A | SEB-15 | Collier Canal Dredge | Not provided. | Muck Removal/Restoration Dredging | Canceled | Not provided | N/A | N/A | N/A | SEB | 22 | Not provided | Not provided | Not provided | Not provided | N/A | Not provided | Not provided | Not provided
2935 | CIRL | City of Sebastian | N/A | SEB-02 | Main Street 4 | Not provided. | Dry Detention Pond | Canceled | Not provided | N/A | N/A | N/A | SEB | N/A | N/A | N/A | N/A | N/A | N/A | Not provided | Not provided | Not provided
2936 | CIRL | City of Sebastian | N/A | SEB-13 | Powerline Road | Not provided. | Baffle Boxes- First Generation | Completed | Not provided | 2014 | TBD | TBD | SEB | 2 | Not provided | Not provided | Not provided | Not provided | N/A | Not provided | Not provided | Not provided
2979 | CIRL | City of Melbourne | SOIRL | MEL-12 | Roxy Septic to Sewer Conversion | Five lots with septic systems to be converted to municipal sewer. | Wastewater Service Area Expansion | Planned | 2018 | 2025 | TBD | TBD | A | TBD | 265000 | TBD | City/ SOIRL | $88,944 | N/A | Not provided | 28.076396 | -80.613593
2997 | NIRL | Brevard County | DEP | BC-040 | River Shore 1848 Indialantic | Upgrading a 1st Generation to a 2nd generation baffle box by adding the nutrient separating screen. | Baffle Boxes- Second Generation | Completed | Not provided | Prior to 2013 | 4.8745 | 0.58288 | B | 2.7 | 31751 | 2140 | DEP | DEP - $275,000 | S0648 | Not provided | 28.1087174777292 | -80.5857226938728
2998 | NIRL | Brevard County | DEP | BC-064 | Shoreview Lane | Upgrading a 1st Generation to a 2nd generation baffle box by adding the nutrient separating screen. | Baffle Boxes- Second Generation | Completed | Not provided | 2015 | 11.6261 | 1.3894 | B | 5.1 | 24543.44 | 2140 | DEP | DEP - $275,000 | S0650 | Not provided | 28.1088048130158 | -80.5841896061234
2999 | NIRL | City of Cocoa | SJRWMD | CC-02 | Bracco Expansion Area | Provide the community with a park along the ponds. | Wet Detention Pond | Completed | 2008 | 2010 | 103.7369 | 28.3413 | B | 880.6833 | 570762 | 5000 | City/ SJRWMD | City - $262,500/ SJRWMD - $262,500 | N/A | Not provided | 28.3969147778384 | -80.7491260407421
3000 | NIRL | Brevard County | Not provided | BC-058 | Street Sweeping | Monthly street sweeping. | Street Sweeping | Ongoing | Not provided | N/A | 110 | 71 | A | N/A | N/A | 21000 | County | N/A | N/A | Not provided | 28.64746 | -80.76476
3001 | NIRL | City of Rockledge | Not provided | ROCK-21 | Street Sweeping | Pavement cleaning by sweeping, vacuum, or washing. | Street Sweeping | Ongoing | Not provided | N/A | 794 | 337 | B | N/A | Not provided | 54000 | Not provided | Not provided | N/A | Not provided | 28.310377 | -80.718537
3002 | NIRL | Brevard County | N/A | BC-059 | Baffle Box/Sediment Trap Cleaning | Quarterly baffle box/sediment trap cleaning. | BMP Cleanout | Ongoing | 2010 | 2015 | Not provided | Not provided | A | N/A | 250000 | 250000 | County | County - $250,000 | N/A | Not provided | 28.64746 | -80.76476
5555 | CIRL | Brevard County | DEP | BC-20a | Multiple Ditch Outfall Denitrification D3 | Providing base flow/groundwater treatment in 20 open drainage basins. Each Project will have its own number. | Denitrification Walls | Underway | Not provided | TBD | TBD | TBD | SEB | TBD | N/A | TBD | DEP | TBD | LP0511A | Not provided | TBD | TBD
5556 | CIRL | City of Fellsmere | Not provided | F-19 | 97th Street Flood Control | Not provided. | BMP Treatment Train | Planned | Not provided | TBD | TBD | TBD | SEB | 107 | Not provided | Not provided | Not provided | Not provided | Not provided | Not provided | 27.771806 | -80.584476
5557 | CIRL | FDACS | Agricultural Producers | FDACS-05 | Cost-Share BMP Projects | Cost-share projects paid for by FDACS. Acres treated based on FDACS OAWP July 2020 Enrollment. Reductions based on SWIL Model-LET. | Agricultural BMPs | Completed | Prior to 2013 | 2020 | 0 | 0 | A | TBD | TBD | N/A | FDACS | TBD | N/A | N/A | Not provided | Not provided
5566 | CIRL | SJRWMD | DEP/ Brevard County | SJRWMD-06 | Crane Creek M-1 Canal Flow Restoration | This project would restore M-1 Canal baseflows and small stormflows west of Evans Road back to the USJRB by constructing an operable diversion structure in the M-1 Canal to divert and treat flows prior to discharging to the USJRB. | Hydrologic Restoration | Underway | Not provided | 2022 | TBD | TBD | A | Not provided | 10600000 | Not provided | Ad Valorem/ DEP/ Brevard County | SJRWMD - $616,000/ DEP - $2,450,000/ Brevard County - $2,034,000 | 33591 | Not provided | 28.085076 | -80.654391
5567 | CIRL | SJRWMD | Fellsmere Joint Venture | SJRWMD-07 | Dispersed Water Storage / Nutrient Reduction Pilot Project with Fellsmere Joint Venture | The District is evaluating benefits of using groves and private lands for retention to reduce excess nutrients. Project will create a ~2000 acre reservoir that should store about 18 MGD and reduce ~24 metric tons (MT) TN and 3 MT TP annually. | Dispersed Water Management (DWM) | Underway | Not provided | 2022 | TBD | TBD | SEB | Not provided | 16155000 | Not provided | Ad Valorem | Not provided | N/A | 28454 | Incompatible Point | Incompatible Point
5568 | CIRL | SJRWMD | Graves Brothers | SJRWMD-08 | Dispersed Water Storage / Nutrient Reduction Pilot Project with Graves Brothers | The District is evaluating benefits of using groves and private lands for retention to reduce excess nutrients. Project will create a ~200 acre reservoir that should store about 5 MGD and provide nutrient reductions of ~ 3 MT TN and 1 MT TP annually. | Dispersed Water Management (DWM) | Canceled | Not provided | 2021 | TBD | TBD | SEB | Not provided | 5655000 | Not provided | Ad Valorem | Not provided | N/A | N/A | 27.74 | -80.49
5569 | CIRL | SJRWMD | FWC/ NRCS | SJRWMD-09 | Fellsmere Water Management Area | A component of the Upper St. Johns River Basin Project constructing a 10,000-acre reservoir to treat agricultural discharges and also benefits the IRL. Project will collectively restore more than 160,000 acres of the St. Johns River headwaters. | Stormwater Reuse | Underway | Not provided | 2021 | TBD | TBD | SEB | Not provided | 55704560.53 | Not provided | Ad Valorem/ FWC/ NRCS | Not provided | Not provided | N/A | Incompatible Point | Incompatible Point
5570 | CIRL | SJRWMD | FDOT/ Brevard County | SJRWMD-10 | Micco Stormwater Park | Two wet‐detention ponds and wetland restoration areas, which improve the water quality to the Sebastian River and IRL. The stormwater system infrastructure was complete in 2016 and the park opened in 2018 with educational signs and other site amenities. | Regional Stormwater Treatment | Completed | Not provided | 2018 | 27200 | 16750 | SEB | Not provided | 2816603 | Not provided | Ad Valorem/ FDOT/ Brevard County | Not provided | N/A | 27454 | 27.86086 | -80.5267
5571 | CIRL | FDOT District 4 | N/A | FDOT4-04a | FDOT4 Street Sweeping | Materials from roadway and gutter sweeping. | Street Sweeping | Ongoing | Not provided | N/A | 75.84 | 48.64 | SEB | N/A | Not provided | Not provided | Florida Legislature | Not provided | N/A | Not provided | 27.752627 | -80.495565
4292 | RAIN | FDACS | Agricultural Producers | B046 | BMP Manual Development - Dairy | FDACS adopted a dairy manual that targets dairies that do not have DEP-issued NPDES permits. | Agricultural BMPs | Completed | 2015 | 2016 | N/A | N/A | Rainbow Springs Basin | N/A | N/A | N/A | N/A | N/A | N/A | Not provided | TBD | TBD
4511 | OKLA | SJRWMD | Mercer Botanicals | UOB03 | Irrigation Retrofit And Variable Rate Fertilizer | Irrigation retrofit on indoor foliage. | Agricultural BMPs | Completed | 2017 | 2018 | 113.4 | 16.5 | Upper Ocklawaha Basin | 7.24 | 100135 | Not provided | Mercer Botanicals/ SJRWMD | Mercer Botanicals - $25,034/ JRWMD - $75,101 | N/A | 30013 | 28.750999 | -81.611472
4512 | OKLA | SJRWMD | Simpson Fruit Company | UOB04 | Precision fertilizer application | Variable rate fertilizer applicator and CC-Eye technology. | Agricultural BMPs | Completed | 2016 | 2016 | 2042.4 | 354.9 | Upper Ocklawaha Basin | 460 | 86378 | Not provided | Simpson Fruit Company/ SJRWMD | Simpson Fruit Company - $21,595/ SJRWMD - $64,783 | N/A | 28570 | 28.821362 | -81.637851
4513 | OKLA | SJRWMD | May and Whitaker | YALE06 | Irrigation Conversion | Convert from overhead to drip and precision fertilizer applicator. | Agricultural BMPs | Completed | 2016 | 2016 | 239.1 | 42.3 | Lake Yale Basin | 30 | 59551 | Not provided | May and Whitaker/ SJRWMD | May and Whitaker - $14,888/ SJRWMD - $44,663 | N/A | 28582 | 28.8979870000001 | -81.747787
4514 | OKLA | SJRWMD | Sevorg Trading Company | YALE07 | Precision fertilizer application | Double-boom fertilizer soil applicator. | Agricultural BMPs | Completed | 2016 | 2016 | 67.8 | 10.8 | Lake Yale Basin | 100 | 16770 | Not provided | Sevorg Trading Company/ SJRWMD | Sevorg Trading Company - $4,193/ SJRWMD - $12,577 | N/A | 28630 | 28.897977 | -81.756482
4713 | WEKR | Orange County | Not provided | OC-08 | Little Wekiva Slope Stabilization West/East Banks | Eliminate erosion of banks by using steel sheet pile. | Shoreline Stabilization | Completed | 2000 | 2000 | 32.4708 | 48.8 | Inside Springshed | N/A | 700000 | Not provided | Not provided | Not provided | Not provided | N/A | 28.625022 | -81.416238
4714 | WEKR | Orange County | Orange County | OC-09 | Lake Lucie Conservation Area | Previous land use = agriculture; management focus = scrub habitat and water resource, passive recreational; acreage = 166.22. | Land Use Change | Completed | 2005 | 2005 | 8.6488 | 11.2 | Inside Springshed | 166 | 4397800 | N/A | Not provided | Not provided | N/A | N/A | 28.7805 | -81.5451
4715 | WEKR | Orange County | Orange County/ SJRWMD/ Orlando-Orange County Central Florida Expressway Authority (OOCEA)/ Lake County/ TIIF | OC-10 | Neighborhood Lakes | DEP, SJRWMD, OOCEA, and Lake and Orange Counties partnered to buy land and put into conservation; previous land use = agriculture; management focus = water resource, passive; acreage = 1,584 (498 acres in Orange County). | Land Acquisition | Completed | 2007 | 2007 | N/A | N/A | Inside Springshed | 498 | 7000000 | N/A | Not provided | Not provided | N/A | N/A | 28.783282 | -81.528557
4716 | WEKR | Orange County | Orange County | OC-11 | Pine Plantation | Previous land use = agriculture; management focus = passive recreation, preservation; acreage = 40. | Land Use Change | Completed | 2009 | 2009 | 0.15173 | 0.1 | Inside Springshed | 40 | 1000000 | N/A | N/A | N/A | N/A | N/A | 28.759548 | -81.527719
4717 | WEKR | Orange County | Orange County | OC-12 | Sandhill Preserve | Previous land use = agriculture; management focus = water resource, sandhill; acreage = 83.03. | Land Use Change | Completed | 2005 | 2005 | 6.828 | 8.2 | Inside Springshed | 83 | 3320000 | N/A | N/A | N/A | N/A | N/A | 28.771567 | -81.556646
4718 | WEKR | Orange County | Not provided | OC-13 | Stormwater Pond Inspection | Inspect private/public stormwater ponds for compliance with performance and permit conditions. | Stormwater System Rehabilitation | Completed | Prior to 2015 | Prior to 2015 | N/A | N/A | Inside Springshed | N/A | Not provided | Not provided | Not provided | Not provided | Not provided | N/A | 28.590992 | -81.444064
5574 | CIRL | FDOT District 4 | N/A | FDOT4-09b | Education Efforts | Pamphlets and Illicit Discharge Program. | Education Efforts | Ongoing | Not provided | N/A | 21.156 | 2.883 | SIRL | N/A | N/A | N/A | Florida Legislature | N/A | N/A | Not provided | 27.508152 | -80.391941
5575 | CIRL | FDOT District 4 | N/A | FDOT4-10a | Fertilizer Cessation | No longer applying routine fertilizer. | Fertilizer Cessation | Completed | Not provided | 2014 | 6045.12 | 1511.36 | SEB | N/A | Not provided | Not provided | Florida Legislature | Not provided | N/A | Not provided | 27.752627 | -80.495565
5576 | CIRL | FDOT District 4 | N/A | FDOT4-10b | Fertilizer Cessation | No longer applying routine fertilizer. | Fertilizer Cessation | Completed | Not provided | 2014 | 5667.3 | 1416.9 | SIRL | N/A | Not provided | Not provided | Florida Legislature | Not provided | N/A | Not provided | 27.508152 | -80.391941
5577 | CIRL | FDOT District 4 | N/A | FDOT4-21a | FM#: 413048-1 (Interstate-95 from St. Lucie/ Indian River County Line to North of State Road 60) | Widening SR 9 from St. Lucie / IRC Line to North of State Rd 60. | 100% On-site Retention | Completed | 2013 | 2016 | 36.4531 | 4.1182 | SEB | 5.785 | Not provided | Not provided | Florida Legislature | Not provided | N/A | Not provided | 27.609018848 | -80.507553372
5578 | CIRL | FDOT District 4 | N/A | FDOT4-35A | FM# 431152-1 | US-1 lateral ditch restoration. | On-line Retention BMPs | Completed | 2015 | 2016 | TBD | TBD | SEB | TBD | Not provided | Not provided | Florida Legislature | Not provided | N/A | Not provided | 27.797627 | -80.459158
5579 | CIRL | FDOT District 5 | N/A | FDOTD5-14a | Education Efforts | Pamphlets, Illicit Discharge Program. | Education Efforts | Ongoing | 2004 | N/A | 33.14 | 4.18 | SEB | N/A | Not provided | Not provided | Florida Legislature | Not provided | N/A | Not provided | 27.8726641 | -80.5440135
5580 | CIRL | Fellsmere WCD | N/A | FWCD-11 | Public Education and Outreach | Provide public education to residents of the District that fosters an understanding of the necessity to reduce nutrient impacts to surface waters. | Education Efforts | Ongoing | Not provided | N/A | N/A | N/A | SEB | N/A | Not provided | Not provided | Not provided | Not provided | Not provided | Not provided | Not provided | Not provided
3818 | SILV | FDOT District 2 | N/A | S125 | Fertilizer Cessation | FDOT O&M fertilizer cessation. | Fertilizer Cessation | Completed | 2012 | 2012 | 826 | 897 | Silver Springs Basin | N/A | N/A | N/A | N/A | N/A | N/A | Not provided | 29.216817 | -82.087025
5058 | WEEK | FDACS | Agricultural Producers | FDACS-02 | BMP Implementation and Verification - Livestock Waste | Enrollment and verification of livestock waste BMPs by agricultural producers. Reductions based on efficiencies referenced in the BMAP and 100% NOI enrollment of unenrolled acres. | Agricultural BMPs | Underway | Not provided | TBD | 4964 | N/A | Basinwide | 59772.06 | TBD | Not provided | TBD | TBD | N/A | Not provided | Not provided | Not provided
3490 | ALAF | FDOT District 7 | N/A | FDOT-0001 | Road BMPs | I-75 (10075), US 301 (10010), and US 41 (10060) street sweeping (typically monthly cycle) for curb and gutter sections. | FIB- Stormwater | Ongoing | Not provided | N/A | N/A | N/A | Alafia River Basin | Not provided | N/A | Not provided | Not provided | Not provided | Not provided | Not provided | Not provided | Not provided
3491 | ALAF | EPCHC | FDOT | EPCHC-0001 | Monitoring for Pollutant Loading Estimate Project | Collection of additional water quality information. | FIB- Stormwater | Completed | Not provided | Prior to 2014 | N/A | N/A | Alafia River Basin | N/A | Not provided | N/A | Not provided | Not provided | Not provided | Not provided | 27.936186 | -82.118062
3492 | ALAF | FDOT District 7 | N/A | TBEP-1317 | Street Sweeping In Alafia River Basin | Street sweeping in the Alafia River basin. | FIB- Stormwater | Ongoing | Not provided | N/A | N/A | N/A | Alafia River Basin | N/A | N/A | Not provided | Not provided | Not provided | Not provided | Not provided | Not provided | Not provided
3493 | OKEE | City of Orlando | N/A | ORL-07 | CEMEX - South Division Avenue Roadway and Drainage Improvements | Pave unimproved access road to industrial park and install baffle box to capture sediment; install curbing along additional areas of Division Avenue to allow street sweepers to effectively capture more sediment in the Lake Holden Basin. | Baffle Boxes- Second Generation | Canceled | N/A | N/A | N/A | N/A | Upper Kissimmee | N/A | N/A | N/A | N/A | N/A | N/A | N/A | N/A | N/A
3494 | OKEE | City of Orlando | N/A | ORL-11 | Lake Mann Basin Inlet Baskets | 44 inlet baskets installed to remove gross pollutants, including organic debris, sediment and litter. 23 cubic yards/yr of material collected. | Catch Basin Inserts/Inlet Filter Cleanout | Ongoing | Not provided | N/A | 27.4 | 27 | Upper Kissimmee | Not provided | 48826 | 3566 | City of Orlando Streets and Stormwater Division | Not provided | N/A | N/A | 28.55008 | -81.403275
3495 | OKEE | City of Orlando | DEP | ORL-06 | Lake Angel Drainage Improvements | Expand the permanent pool volume of Lake Angel and install three baffle boxes in the main inflow pipes. | Wet Detention Pond | Completed | Not provided | 2015 | 22 | 0.6 | Upper Kissimmee | 101.3 | 1239249 | Not provided | DEP/ City of Orlando Streets and Stormwater Division | City - $948,249/ DEP - $291,000 | Not provided | N/A | 28.519762 | -81.388087
3496 | OKEE | Coordinating Agency | N/A | CA-01 | Brighton Valley Dispersed Water Management (DWM) | This NE-PPP project is estimated to provide a net annual average benefit of 39,765 ac-ft of treated water via a passthrough system. | Dispersed Water Management (DWM) | Completed | 2018 | 2020 | 37917 | 6843 | Indian Prairie | 8200 | 11500000 | 3125000 | FDACS/ Florida Legislature | $17,750,000 | N/A | N/A | 27.230806712 | -81.1388765298
3497 | OKEE | City of Orlando | N/A | ORL-08 | Lake Pineloch Basin Inlet Baskets | 32 inlet baskets installed to remove gross pollutants, including organic debris, sediment and litter. 44 cubic yards/yr of material collected. | Catch Basin Inserts/Inlet Filter Cleanout | Ongoing | Not provided | N/A | 14.2 | 14 | Upper Kissimmee | Not provided | 40480 | 11735 | City of Orlando Streets and Stormwater Division | Not provided | N/A | N/A | 28.529804 | -81.409805
3498 | OKEE | City of Avon Park | N/A | AP-03 | Lake Isis Stormwater Improvement Project | Runoff will be captured in a lakeside swale and a redesigned pond that will allow the runoff to percolate into the sandy soils, preventing further degradation of Lake Isis. | Wet Detention Pond | Completed | Not provided | Prior to 2014 | 0.2 | 0.2 | Lake Istokpoga | 37.1 | Not provided | Not provided | City of Avon Park/ SWFWMD | Not provided | N/A | Not provided | 27.6094748048 | -81.5113284325
4249 | RAIN | SWFWMD | Marion County UF–IFAS Extension | R034 | Marion County Earth Day | One–day event educated Marion County residents about springs and water quality protection. | Education Efforts | Completed | 2011 | 2011 | N/A | N/A | Rainbow Springs Basin | N/A | 1500 | N/A | SWFWMD | $1,500 | N/A | Not provided | TBD | TBD
4250 | RAIN | FFS | N/A | B009 | Silviculture BMP Implementation and Compliance | Silviculture BMPs are applied to industrial, public, and private forestlands. Developed in mid-1970s as the minimum standards for protecting water quality on forestry activities. Projects include biennial surveys, training, and technical assistance. | Agricultural BMPs | Ongoing | 2004 | N/A | N/A | N/A | Rainbow Spring Basin/ Silver Spring Basin | N/A | Not provided | Not provided | Not provided | Not provided | N/A | Not provided | TBD | TBD
3880 | SILV | ACEPD | N/A | S001 | Fertilizer and Landscape Irrigation Codes | Adopt and enforce Fertilizer Management and Landscape Irrigation Ordinances to reduce volume of runoff from over irrigation and reduce nutrient loading from the use of fertilizers. | Regulations, Ordinances, and Guidelines | Ongoing | 2009 | N/A | N/A | N/A | Silver Springs Basin | N/A | Not provided | Not provided | Alachua County General Fund | Not provided | N/A | Not provided | Not provided | Not provided
3881 | SILV | UF–IFAS Extension Marion County | N/A | B043 | Technical Agriculture Committee | Technical agriculture committee comprised of local interest groups, local government, water management districts, and state agencies. Purpose is to ensure consistent and accurate information for pollutant load contribution from agricultural uses. | Agricultural BMPs | Underway | 2016 | 2020 | N/A | N/A | Rainbow Springs Basin/ Silver Springs Basin | N/A | Not provided | Not provided | Not provided | Not provided | N/A | Not provided | TBD | TBD
3882 | SILV | FDACS | Agricultural Producers | B042 | BMP Manual Revision - Cow/calf and Equine | To help focus cost-share expenditures and BMP implementation follow-up, FDACS will review rule adopted cow/calf and equine BMPs to identify practices likely to have greatest nutrient load reduction benefits. | Agricultural BMPs | Completed | 2015 | 2020 | N/A | N/A | Silver Springs Basin | N/A | N/A | N/A | N/A | N/A | N/A | Not provided | TBD | TBD
3883 | SILV | FDACS | Agricultural Producers | B041 | Cost-Share BMP Projects | FDACS will be providing at least $250,000 in BMP cost-share for Silver Springs/Rainbow Springs BMAP areas. | Agricultural BMPs | Underway | 2014 | N/A | N/A | N/A | Silver Springs Basin | N/A | N/A | N/A | FDACS | TBD | N/A | Not provided | TBD | TBD
3884 | SILV | Private Interest | N/A | B040 | Collection Center for Septic System Pumpage | Project to construct a centralized collection center for septic tank pumpage in lieu of land application currently done. The collection center would process the pumpage and discharge into a municipal collection system. This project is conceptual. | Regulations, Ordinances, and Guidelines | Canceled | 2020 | N/A | N/A | N/A | Rainbow Springs Basin/ Silver Springs Basin | N/A | N/A | N/A | N/A | N/A | N/A | Not provided | TBD | TBD
3885 | SILV | Rainbow River Conservation | N/A | B039 | Springs Awareness for Educators | A workshop for Marion County teachers and educators to provide resources on springs, water issues and wildlife which can be used in the classroom to enhance teaching the common core standards. | Education Efforts | Completed | 2014 | 2014 | N/A | N/A | Rainbow Springs Basin | N/A | Not provided | Not provided | SWFWMD/ Florida Springs Institute | Not provided | N/A | Not provided | Not provided | Not provided
3893 | SILV | Marion County Office of the County Engineer | Marion County Stormwater Section/ SWFWMD | B029 | West Highway 316 at 119th Ave. Stormwater Retrofit | Proposed project to construct a stormwater pond to address a stormwater conveyance issue and reduce nitrate in stormwater runoff from adjacent land uses. The project was completed in 2016. | Wet Detention Pond | Completed | 2016 | 2016 | 4.275 | 0 | Rainbow Springs Basin/ Silver Springs Basin | 55.6 | 52654 | 391.8 | Marion County Stormwater Assessment/ SWFWMD Cooperative Funding | Marion County Stormwater Assessment - $132,819/ SWFWMD Cooperative Funding - $27,000 | N/A | 15C00000012 | 29.361099 | -82.324731
4005 | SILV | FDOT District 5 | N/A | S047 | Fertilizer Cessation | FDOT O&M fertilizer cessation. | Fertilizer Cessation | Completed | 2010 | 2010 | 5314.33 | N/A | Silver Springs Basin | N/A | Not provided | Not provided | Florida Legislature | N/A | N/A | Not provided | Not provided | Not provided
4006 | SILV | City of Belleview | N/A | S054 | Collection System Maintenance Program | Rehabilitation of 200 brick manholes to date and pipe replacement as needed. | Sanitary Sewer and Wastewater Treatment Facility (WWTF) Maintenance | Completed | 2000 | 2010 | N/A | N/A | Silver Springs Basin | N/A | Not provided | Not provided | Not provided | Not provided | N/A | N/A | TBD | TBD
5357 | NIRL | Brevard County | SOIRL/ SJRWMD | BC-108 | MIRA Phase 1 Septic to Sewer | Connect approximately 11 properties to a central sewer system. See BC-088. | OSTDS Phase Out | Completed | Not provided | 2017 | TBD | N/A | B | N/A | 320000 | Not provided | SOIRL/ SJWMD | Not provided | N/A | Not provided | 28.35575 | -80.705451
5358 | NIRL | Brevard County | N/A | BC-109 | Denitrification Basin - 1329 | Upflow filter through a BAM media to treat baseflow. | Biosorption Activated Media (BAM) | Underway | Not provided | 2020 | TBD | TBD | B | 291 | 155113 | Not provided | LF/ SOIRL | $70,000 | LP0511A | TBD | Incompatible Point | Incompatible Point
5359 | NIRL | City of Cocoa | Brevard County | CC-23 | Septic to Sewer Indian River Drive | Design and Install new sewer along Indian River to provide sewer service and remove septic tank use. | OSTDS Phase Out | Underway | 2022 | 2023 | 4922 | N/A | B | N/A | 8000000 | N/A | City/ SOIRL | N/A | N/A | N/A | 28.383539 | -80.739372
5360 | NIRL | City of Cocoa | N/A | CC-24 | Annual Sewer Inspection | Annual sewer inspection and maintenance. | Sanitary Sewer Inspections | Ongoing | N/A | N/A | N/A | N/A | B | N/A | N/A | 335000 | City | N/A | N/A | N/A | 28.374129 | -80.742833
5361 | NIRL | City of Cocoa | N/A | CC-25 | Diamond Square Stormwater PS Feasibility Study | PS study for pumping stormwater across US 1 to Church Street baffle box. | Study | Completed | 2020 | 2020 | N/A | N/A | B | N/A | 26620 | N/A | City | N/A | N/A | N/A | 28.374129 | -80.742833
5362 | NIRL | City of Melbourne | SOIRL/ SRF Loan | MEL-31 | Grant Street Water Reclamation Facility Improvements | Improvements include rehabilitation of major treatment elements and structures of facility. | WWTF Nutrient Reduction | Underway | 2021 | 2023 | TBD | TBD | B | TBD | 10038000 | Not provided | City/ SOIRL/ SRF | $6,769,500 | N/A | N/A | Incompatible Point | Incompatible Point
5363 | NIRL | City of Melbourne | TBD | MEL-32 | Dove Street Pond Retrofit | Retrofitting of existing pond to enhance treatment potential. | BMP Treatment Train | Planned | N/A | TBD | TBD | TBD | B | TBD | TBD | Not provided | TBD | TBD | N/A | N/A | 28.14140087 | -80.63733851
5364 | NIRL | City of Melbourne | TBD | MEL-33 | Melbourne Cemetery Baffle Box | 2nd generation baffle box with BAM. | Baffle Boxes- Second Generation with Media | Planned | N/A | TBD | TBD | TBD | B | TBD | TBD | Not provided | TBD | TBD | N/A | N/A | 28.08615442 | -80.6094257
5365 | NIRL | City of Melbourne | TBD | MEL-34 | Funeral Home Baffle Box | 2nd generation baffle box with BAM. | Baffle Boxes- Second Generation with Media | Planned | 2022 | 2023 | TBD | TBD | B | 38 | TBD | Not provided | TBD | TBD | N/A | N/A | 28.0925728 | -80.6143267
5366 | NIRL | City of Melbourne | TBD | MEL-35 | Melbourne High Baffle Box | 2nd generation baffle box with BAM. | Baffle Boxes- Second Generation with Media | Planned | 2024 | 2025 | TBD | TBD | B | 93 | TBD | Not provided | TBD | TBD | N/A | N/A | 28.09245 | -80.61765
5367 | NIRL | City of Rockledge | Not provided | ROCK-36 | WWTP EQ Basin Nutrient Uptake | Modification of WWTP Process. | WWTF Upgrade | Planned | Not provided | TBD | TBD | TBD | B | TBD | Not provided | Not provided | Not provided | Not provided | N/A | Not provided | 28.328219 | -80.723819
5368 | NIRL | City of Rockledge | Not provided | ROCK-37 | WWTP Biosolids | Modification of WWTP Process. | WWTF Upgrade | Planned | Not provided | TBD | TBD | TBD | B | TBD | Not provided | Not provided | Not provided | Not provided | N/A | Not provided | 28.328219 | -80.723819
5369 | NIRL | City of Rockledge | Not provided | ROCK-38 | Rockled Indian River Dr | Septic to Sewer. | Wastewater Service Area Expansion | Planned | Not provided | TBD | TBD | TBD | B | TBD | Not provided | Not provided | Not provided | Not provided | N/A | Not provided | Not provided | Not provided
5370 | NIRL | City of Titusville | SOIRL | BC-99 | Coleman Basin TMDL Improvements - Coleman Pond MAPS | Installation of floating islands within a 1 acre City owned pond located within the Chain of Lakes basin. Same project as TV-17. | Floating Islands/ Managed Aquatic Plant Systems (MAPS) | Completed | 2019 | 2019 | N/A | N/A | A | 750 | 35000 | Not provided | SOIRL | SOIRL - $11,438 | N/A | N/A | 28.63027 | -80.82611
5371 | NIRL | City of Titusville | Brevard County/ SOIRL | TV-34 | Draa Field Pond MAPS | Managed aquatic plant system within a 3 acre pond. | Floating Islands/ Managed Aquatic Plant Systems (MAPS) | Planned | 2021 | 2021 | 616.8714 | 98.8485 | A | 105 | 60000 | 40000 | City/ Brevard County | City - $28,719/ County - $31,281 | N/A | TBD | 28.61861 | -80.82055
5372 | NIRL | City of Titusville | Brevard County/ SOIRL | TV-35 | Draa Field Vegetation Harvesting | Aquatic vegetation harvesting of a 3 acre pond. | Aquatic Vegetation Harvesting | Planned | 2021 | 2021 | TBD | TBD | A | 3 | 50000 | 0 | City/ Brevard County | TBD | N/A | N/A | 28.61861 | -80.82055
5069 | WEEK | Management Strategies | DEP | OSTDS-01 | Enhancement of Existing OSTDS - Voluntary | Upgrade, replacement, modification, addition of effective nitrogen reducing features, initial connection to a central sewer system, or other action to reduce nutrient loading, voluntarily taken by the owner of an OSTDS within the BMAP. | Onsite Sewage Treatment and Disposal System (OSTDS) Enhancement | Underway | 2018 | N/A | TBD | N/A | Basinwide | N/A | TBD | N/A | DEP | TBD | TBD | Not provided | N/A | N/A
4212 | RAIN | Marion County Utilities | SWFWMD | R106 | State Road 200 Force Main Extension | Install about 10,750 LF of forcemain along SR200. Project will allow OSTDS to be abandoned, prevent OSTDS installation, and reduce groundwater withdrawals by increasing flow for reclaimed water at Oak Run WWTF. | OSTDS Phase Out | Underway | 2018 | 2020 | 336 | N/A | Rainbow Springs Basin | N/A | 4014096 | Not provided | Possible SWFWMD/ DEP Funds/ County CIP | TBD | Not provided | 16CF0000152 | 29.085498 | -82.444077
4213 | RAIN | Management Strategies | SWFWMD | R107 | OSTDS Remediation Plan Implementation | This project assists homeowners offset costs to replace septic tanks in OFS springsheds with individual systems that have enhanced nitrogen removal technology where conversion to sewer is not feasible. | Onsite Sewage Treatment and Disposal System (OSTDS) Enhancement | Planned | 2018 | TBD | TBD | N/A | Rainbow Springs Basin | N/A | Not provided | Not provided | Not provided | Not provided | Not provided | Not provided | N/A | N/A
4214 | RAIN | City of Williston | SWFWMD | R108 | WWTF Nutrient Upgrade | Nutrient reduction upgrade of the City's 0.45 MGD WWTP. Canceled in 2018; same as project R077. | WWTF Nutrient Reduction | Canceled | 2018 | 2020 | N/A | N/A | Rainbow Springs Basin | N/A | Not provided | Not provided | SWFWMD | Not provided | Not provided | Not provided | 29.34746 | -82.45939
3015 | NIRL | Brevard County | Not provided | BC-052 | Rockledge Barton Park Reuse | Barton Park Pond was constructed by Rockledge. Brevard Parks withdraws water for irrigation for Rockledge Park. | Stormwater Reuse | Completed | Not provided | 2009 | 274.8434 | 38.5121 | B | Not provided | Not provided | Not provided | Not provided | Not provided | N/A | Not provided | 28.33243 | -80.73757
3016 | NIRL | Brevard County | Not provided | BC-051 | Ellington Park | Construction of a wet detention pond. | Stormwater Reuse | Completed | Not provided | 2005 | 532.4965 | 76.2774 | B | Not provided | Not provided | Not provided | Not provided | Not provided | N/A | Not provided | 28.4317554274821 | -80.7131145409253
3017 | NIRL | Brevard County | DEP | BC-062 | Shoreview Circle | Upgrading a 1st Generation to a 2nd generation baffle box by adding the nutrient separating screen. | Baffle Boxes- Second Generation | Completed | Not provided | 2015 | 5.7077 | 0.68258 | B | 2.5 | 11270 | 2140 | DEP | DEP - $275,000 | S0648 | Not provided | 28.1075809774619 | -80.5845053688769
5581 | CIRL | Fellsmere WCD | N/A | FWCD-12 | Assist FDACS with BMP Enrollment Outreach | Assist FDACS, where needed, with identifying and contacting landowners/ producers within the District boundaries for purposes of participating in the relevant FDACS BMP programs. | Agricultural BMPs | Ongoing | Not provided | N/A | N/A | N/A | SEB | N/A | Not provided | Not provided | Not provided | Not provided | Not provided | Not provided | Not provided | Not provided
5582 | CIRL | Fort Pierce Farms WCD | N/A | FPF-04 | Mechanical Removal of Aquatic Vegetation | Perform harvest aquatic vegetation within the canals using mechanical processes to the extent practicable to reduce the need for herbicide treatment. | Aquatic Vegetation Harvesting | Ongoing | Not provided | N/A | N/A | N/A | SIRL | N/A | Not provided | Not provided | Not provided | Not provided | Not provided | Not provided | Not provided | Not provided
5583 | CIRL | Fort Pierce Farms WCD | N/A | FPF-05 | Canal Buffer | Create a canal buffer or filter strip to help reduce loading from stormwater runoff to the canals. | Vegetated Buffers | Underway | Not provided | TBD | N/A | N/A | SIRL | N/A | Not provided | Not provided | Not provided | Not provided | Not provided | Not provided | Not provided | Not provided
5584 | CIRL | Fort Pierce Farms WCD | FDACS | FPF-06 | Assist FDACS with BMP Enrollment Outreach | Assist FDACS, where needed, with identifying and contacting landowners/ producers within the District boundaries for purposes of participating in the relevant FDACS BMP programs. | Agricultural BMPs | Ongoing | Not provided | N/A | N/A | N/A | SIRL | N/A | Not provided | Not provided | Not provided | Not provided | Not provided | Not provided | Not provided | Not provided
5585 | CIRL | Fort Pierce Farms WCD | N/A | FPF-07 | Public Education and Outreach | Provide public education to residents of the District that fosters an understanding of the necessity to reduce nutrient impacts to surface waters. | Education Efforts | Ongoing | Not provided | N/A | N/A | N/A | SIRL | N/A | Not provided | Not provided | Not provided | Not provided | Not provided | Not provided | Not provided | Not provided
5586 | CIRL | Fort Pierce Farms WCD | N/A | FPF-08 | Control Structure Maintenance | Maintain existing water control structures and any adjustable gates on water control structures. | Control Structure | Underway | Not provided | TBD | N/A | N/A | SIRL | N/A | Not provided | Not provided | Not provided | Not provided | Not provided | Not provided | Not provided | Not provided
5587 | CIRL | Indian River County | N/A | IRC-07a | Moorhen Marsh Low Energy Aquatic Plant System | This is a managed aquatic plant system that will remove sediment and suspended solids through settling and filtration by aquatic plant roots. The aquatic plants will be harvested on a regular basis. | Floating Islands/ Managed Aquatic Plant Systems (MAPS) | Underway | 2018 | 2021 | 52.1771 | 6.6673 | SEB | 6301.1543 | 8705000 | 84000 | County/ SJRWMD/ Florida Legislature | Not provided | LPA0018 | Not provided | 27.698313876 | -80.461089685
5588 | CIRL | Indian River County | N/A | IRC-08a | Education Efforts | Fertilizer ordinance, PSAs, website, pamphlets, Illicit Discharge Program, and signs along Indian River Farms WCD canals. | Education Efforts | Ongoing | Not provided | N/A | 5276.52 | 761.76 | SEB | N/A | N/A | 52000 | Not provided | Not provided | N/A | Not provided | 27.756189 | -80.525801
5589 | CIRL | Indian River County | N/A | IRC-09a | Street Sweeping | Street sweeping. | Street Sweeping | Ongoing | Not provided | N/A | 91.25 | 58.5 | SEB | N/A | Not provided | 22050 | Not provided | Not provided | N/A | Not provided | 27.756189 | -80.525801
3018 | NIRL | Brevard County | Not provided | BC-023 | Education Efforts | FYN; landscape, irrigation, fertilizer, and pet waste ordinances; PSAs; pamphlets; website, Illicit Discharge Program. | Education Efforts | Ongoing | Not provided | N/A | 8391.96 | 1244.76 | B | N/A | Not provided | Not provided | Not provided | Not provided | N/A | Not provided | 28.32532 | -80.69247
3019 | NIRL | Brevard County | All Cities | BC-081a | Education Efforts | Fertilizer video, rain barrel workshops, Facebook page, bus wrap, and billboard. | Education Efforts | Ongoing | 2017 | N/A | N/A | N/A | B | N/A | Not provided | TBD | SOIRL | Not provided | N/A | Not provided | 28.64746 | -80.76476
3020 | NIRL | Brevard County | DEP | BC-035 | Granada Street 1030 East | Upgrading a 1st Generation to a 2nd generation baffle box by adding the nutrient separating screen. | Baffle Boxes- Second Generation | Completed | Not provided | Prior to 2013 | 145.8459 | 17.2197 | B | 38.6 | 15000 | 2140 | DEP | DEP - $275,000 | S0648 | Not provided | 28.3403962500458 | -80.6977294924022
3021 | NIRL | Brevard County | DEP | BC-034 | Indian River Isles | Upgrading a 1st Generation to a 2nd generation baffle box by adding the nutrient separating screen. | Baffle Boxes- Second Generation | Completed | Not provided | Prior to 2013 | 68.2185 | 7.3155 | B | 7.3 | 30844 | 2140 | DEP | DEP - $275,000 | S0648 | Not provided | 28.2456066318426 | -80.6807931992876
3022 | NIRL | Brevard County | DEP | BC-033 | Lucas Place | Upgrading a 1st Generation to a 2nd generation baffle box by adding the nutrient separating screen. | Baffle Boxes- Second Generation | Completed | Not provided | Prior to 2013 | 9.3944 | 1.1601 | B | 2.7 | 12507 | 2140 | DEP | DEP - $275,000 | S0648 | Not provided | 28.37576 | -80.71335
3023 | NIRL | Brevard County | DEP | BC-032 | West Avenue 6600 | Upgrading a 1st Generation to a 2nd generation baffle box by adding the nutrient separating screen. | Baffle Boxes- Second Generation | Completed | Not provided | 2017 | 98.1298 | 11.501 | B | 50.7 | 15000 | 2140 | DEP | DEP - $275,000 | S0648 | Not provided | 28.474674300938 | -80.7702500834108
3024 | NIRL | Brevard County | DEP | BC-031 | Wickham Park North | Installation of floating vegetative islands for Nutrient uptake. | Floating Islands/ Managed Aquatic Plant Systems (MAPS) | Completed | Not provided | 2017 | 1255.4557 | 179.7869 | B | 1796.9 | 75428 | 24175 | DEP | Not provided | G0430 | Not provided | 28.1658908107587 | -80.6716100956786
3025 | NIRL | Brevard County | DEP | BC-030 | Port St. John B | Installation of floating vegetative islands for Nutrient uptake. | Floating Islands/ Managed Aquatic Plant Systems (MAPS) | Completed | Not provided | Prior to 2013 | 57.0521 | 8.353 | B | 57.9 | 16308 | 7315 | DEP | Not provided | G0430 | Not provided | 28.481042842166 | -80.7741216614766
3080 | NIRL | FDOT District 5 | N/A | FDOT-04 | 70010-3517-01 French Drains | Missing from Model. French Drain system along State Road 5 from University Boulevard to Aurora Road. Project canceled. Start date prior to 2000. BMP is accounted for in new model. | BMP Missing from Model | Canceled | 1995 | Prior to 2013 | N/A | N/A | B | 21.3 | Not provided | Not provided | Florida Legislature | Not provided | N/A | N/A | 28.1066198578649 | -80.6180792926607
3081 | NIRL | FDOT District 5 | N/A | FDOT-10 | 70020-3501-04 Pond 4 | Missing from Model. State Road 5 -Add lanes and reconstruct from Aurora Road to Post Road. | Dry Detention Pond | Completed | 2014 | 2004 | 0.0052956 | 0.00072162 | B | 7.9 | Not provided | Not provided | Florida Legislature | Not provided | N/A | N/A | 28.1687925389836 | -80.6449979288108
3082 | NIRL | FDOT District 5 | N/A | FDOT-02 | Street Sweeping | Street sweeping. | Street Sweeping | Ongoing | 2013 | N/A | 571 | 311 | A | N/A | Not provided | Not provided | Florida Legislature | Not provided | N/A | N/A | 28.930155 | -80.941028
3083 | NIRL | FDOT District 5 | N/A | FDOT-11 | 70020-3549-01 Pond 1 | Missing from Model. State Road 5 - Add lanes and reconstruct from Post Road to State Road 404. | Wet Detention Pond | Completed | 2009 | 2005 | 0.20676 | 0.046868 | B | 9.9 | Not provided | Not provided | Florida Legislature | Not provided | N/A | N/A | 28.1767833146301 | -80.6505729568227
3084 | NIRL | City of Titusville | Brevard County/ SOIRL | TV-33 | Osprey Water Reclamation Nutrient Removal Upgrade | Nitrogen effluent reduction of reclaimed water from 17.9 mg/l to 6 mg/l. | WWTF Nutrient Reduction | Planned | 2019 | 2022 | TBD | N/A | A | N/A | 13500000 | TBD | City/ County/ SJRWMD | County - $9,100,000/ SJRWMD - $1,350,000/ City - $3,050,000 | N/A | 35750 | 28.62416 | -80.81611
3085 | NIRL | City of Titusville | TBD | TV-32 | THS 2 Basin TMDL Improvements | Future project. | BMP Treatment Train | Planned | TBD | TBD | TBD | TBD | A | 26.54 | TBD | TBD | TBD | TBD | N/A | TBD | 28.589865498 | -80.8046621389
3086 | NIRL | City of Titusville | TBD | TV-31 | Riverview Street Basin TMDL Improvements | Future project. | BMP Treatment Train | Planned | TBD | TBD | TBD | TBD | A | 7.32 | TBD | TBD | TBD | TBD | N/A | TBD | 28.6107583549 | -80.8066928718
3087 | NIRL | City of Titusville | TBD | TV-30 | Broad Street Basin TMDL Improvements | Future project. | BMP Treatment Train | Planned | TBD | TBD | TBD | TBD | A | 13.44 | TBD | TBD | TBD | TBD | N/A | TBD | 28.6133639026 | -80.8056457737
3088 | NIRL | City of Titusville | TBD | TV-29 | Commons Basin TMDL Improvements | Future project. | BMP Treatment Train | Planned | TBD | TBD | TBD | TBD | A | 4.37 | TBD | TBD | TBD | TBD | N/A | TBD | 28.6119774659 | -80.8066832658
3089 | NIRL | City of Titusville | TBD | TV-28 | S.R. 50 Basin TMDL Improvements | Future project. | BMP Treatment Train | Planned | TBD | TBD | TBD | TBD | A | 131.09 | TBD | TBD | TBD | TBD | N/A | TBD | 28.55813218 | -80.8069108778
3090 | NIRL | FDOT District 5 | N/A | FDOT-03 | Fertilizer Cessation | Elimination of fertilizer use along the rights-of-way. | Fertilizer Cessation | Completed | 2013 | 2005 | 595 | 0 | A | N/A | Not provided | Not provided | Florida Legislature | Not provided | N/A | N/A | 28.930155 | -80.941028
5590 | CIRL | Indian River County | N/A | IRC-10a | Storm Drain Cleaning with Vacuum Trucks | Nutrient removal from measured data. | BMP Cleanout | Planned | Not provided | TBD | TBD | TBD | SEB | TBD | TBD | 19067 | TBD | TBD | N/A | Not provided | 27.756189 | -80.525801
5591 | CIRL | Indian River County | N/A | IRC-11a | Floating Aquatic Plant Islands in County Stormwater Ponds and Lakes | Nutrient removal from measured data. | Floating Islands/ Managed Aquatic Plant Systems (MAPS) | Planned | Not provided | TBD | TBD | TBD | SEB | TBD | TBD | TBD | TBD | TBD | N/A | Not provided | Not provided | Not provided
3092 | NIRL | City of Rockledge | Not provided | ROCK-19 | Police Department Pond | "Wet detention" means the collection and temporary storage of stormwater in a permanently wet impoundment in such a manner as to provide for treatment through physical, chemical, and biological processes with subsequent gradual release of the stormwater. | Wet Detention Pond | Completed | Not provided | 2010 | 12.7248 | 2.5178 | B | 39.1 | 350000 | 7035 | Not provided | Not provided | N/A | Not provided | 28.3272497274533 | -80.7201771340042
3093 | NIRL | City of Rockledge | Not provided | ROCK-16 | Pineland Park Unit Three | "Wet detention" means the collection and temporary storage of stormwater in a permanently wet impoundment in such a manner as to provide for treatment through physical, chemical, and biological processes with subsequent gradual release of the stormwater. | Wet Detention Pond | Completed | Not provided | 2009 | 0.45083 | 0 | B | 54.3 | 100000 | 6234 | Not provided | Not provided | N/A | Not provided | 28.3197590816274 | -80.7240310122594
3094 | NIRL | City of Rockledge | DEP | ROCK-17 | Barton Park Regional Detention System | "Wet detention" means the collection and temporary storage of stormwater in a permanently wet impoundment in such a manner as to provide for treatment through physical, chemical, and biological processes with subsequent gradual release of the stormwater. | Wet Detention Pond | Completed | Not provided | 2010 | 2597.5141 | 670.0999 | B | 757 | 2600000 | 40000 | DEP | Not provided | S0538 | Not provided | 28.3418660790948 | -80.7285111576339
3165 | NIRL | City of Cocoa | SJRWMD | CC-16 | AT&T Detention Pond Retrofit | Incoming inlets will have 2nd generation baffle boxes. | BMP Treatment Train | Completed | 2016 | 2017 | 391.2669 | 53.9088 | B | 75.0966 | 297877 | 1500 | City/ SJRWMD | City - $199,578/ SJRWMD - $98,299 | N/A | 28738 | 28.351983 | -80.727381
3166 | NIRL | City of Cocoa | SJRWMD/ SOIRL | CC-17 | Church Street Baffle Box | The goal of this project is to capture and treat stormwater that flows untreated and directly into the Indian River Lagoon. | Baffle Boxes- Second Generation with Media | Completed | 2018 | 2018 | 323.0418 | 41.5415 | B | 75 | 173620 | 1500 | City/ SJRWMD/ SOIRL | City - $116,326/ SJRWMD - $50,000/ SOIRL - $20,000 | N/A | 28740 | 28.35333 | -80.72611
3167 | NIRL | City of Melbourne | N/A | MEL-08 | Education Efforts | FYN, Irrigation, fertilizer, pet waste management, and landscaping ordinances; pamphlets, presentations, website, Illicit Discharge Program. | Education Efforts | Ongoing | Not provided | N/A | 4667.46 | 685.2 | B | N/A | Not provided | Not provided | City | Not provided | N/A | N/A | 28.155484 | -80.659466
3168 | NIRL | City of Cocoa | N/A | CC-19 | Brevard Ave. Bioretention and Tree Preservation | Roadway and stormwater improvements. | BMP Treatment Train | Canceled | N/A | N/A | N/A | N/A | B | N/A | N/A | N/A | N/A | N/A | N/A | N/A | N/A | N/A
3169 | NIRL | City of Melbourne | N/A | MEL-07 | Garfield Street Ponds - Lot 24 (South) | Two small dry detention ponds within an existing subdivision (with MEL-6). | Dry Detention Pond | Canceled | N/A | N/A | N/A | N/A | B | N/A | N/A | N/A | N/A | N/A | N/A | N/A | N/A | N/A
3170 | NIRL | City of Edgewater | Not provided | EW-1 | Education Efforts | FYN; landscape, irrigation, fertilizer, and pet waste ordinances; PSAs; pamphlets; website, Illicit Discharge Program. | Education Efforts | Ongoing | Not provided | N/A | 162.2 | 21.7 | A | N/A | Not provided | 15000 | Not provided | Not provided | N/A | Not provided | 28.95677 | -80.936393
3973 | SILV | Villages Center CDD | North Sumter County | S080 | Illicit Discharge Awareness Notifications | Provide illicit discharge awareness notifications and educational material to area businesses to make them aware of hazards associated with illicit discharges and improper disposal of waste. | Education Efforts | Ongoing | 2010 | N/A | N/A | N/A | Silver Springs Basin | N/A | Not provided | 250 | Village Center CDD/ North Sumter County Utility Dependent District | Not provided | N/A | N/A | Not provided | Not provided
3974 | SILV | Villages Center CDD | North Sumter County Utility Dependent District/ CSU/ Sumter Water Conservation Authority/ UF–IFAS | S079 | Stormwater Management – CDD School/Hometown Social | Monthly public educational meeting with residents. | Education Efforts | Ongoing | 2010 | N/A | N/A | N/A | Silver Springs Basin | N/A | Not provided | 6000 | Village Center CDD/ North Sumter County Utility Dependent District/ CSU/ Sumter Water Conservation Authority | Not provided | N/A | N/A | Not provided | Not provided
3975 | SILV | Villages Center CDD | The Villages Media Group | S078 | Stormwater Management – Public Service Newspaper Column | Created a public service newspaper column that is placed in the Villages newspaper to create awareness of the effects of illicit discharges and illegal disposal. | Education Efforts | Ongoing | 2010 | N/A | N/A | N/A | Silver Springs Basin | N/A | Not provided | Not provided | The Villages | Not provided | N/A | N/A | Not provided | Not provided
3976 | SILV | Villages Center CDD | The Villages Media Group/ North Sumter County Utility Dependent District | S077 | Stormwater Management – Telephone Book Aid | Villages public service telephone book aid explaining the purpose of a stormwater program and how to participate in stormwater activities. | Education Efforts | Ongoing | 2010 | N/A | N/A | N/A | Silver Springs Basin | N/A | Not provided | Not provided | Village Center CDD/ North Sumter County Utility Dependent District | Not provided | N/A | N/A | Not provided | Not provided
3977 | SILV | Marion County Parks | N/A | S096 | Septic System Connection Removal in County Parks | Project focuses on the removal of OSTDS and connection to centralized WWTF in parks which are in close proximity to existing or planned wastewater facilities (Brick City Adventure Park, Rotary Sportsplex, and Baseline Road Trailhead). | OSTDS Phase Out | Planned | TBD | Not provided | TBD | N/A | Silver Springs Basin | N/A | Not provided | Not provided | Marion County General Fund | Not provided | N/A | Not provided | TBD | TBD
3978 | SILV | Marion County Office of the County Engineer | N/A | B035 | Marion County Aquifer Vulnerability Assessment | Marion County. The MCAVA project provides a scientifically defensible water-resource management and protection tool that uses a map to show relative aquifer vulnerability for use in guiding growth. | Study | Completed | 2007 | 2007 | N/A | N/A | Rainbow Springs Basin/ Silver Springs Basin | N/A | 82850 | N/A | Marion County Stormwater Assessment | Not provided | N/A | N/A | Not provided | Not provided
5009 | CHHO | Management Strategies | DEP | OSTDS-01 | Enhancement of Existing OSTDS - Voluntary | Upgrade, replacement, modification, addition of effective nitrogen reducing features, initial connection to a central sewer system, or other action to reduce nutrient loading, voluntarily taken by the owner of an OSTDS within the BMAP. | Onsite Sewage Treatment and Disposal System (OSTDS) Enhancement | Underway | 2018 | N/A | TBD | N/A | Basinwide | N/A | TBD | N/A | DEP | TBD | TBD | Not provided | N/A | N/A
5010 | CHHO | Management Strategies | DEP | OSTDS-02 | Enhancement of Existing OSTDS - Required | Upgrade, replacement, modification, addition of effective nitrogen reducing features, initial connection to a central sewer system, or other action taken to comply with the OSTDS Remediation Plan for the group of systems identified for remediation. | Onsite Sewage Treatment and Disposal System (OSTDS) Enhancement | Planned | TBD | TBD | TBD | N/A | Inside PFA | N/A | TBD | N/A | DEP | TBD | TBD | Not provided | N/A | N/A
5319 | LSJT | City of Atlantic Beach | N/A | AB-154 | Seminole Road Ditch Restoration | Construction Phase. | FIB- Stormwater | Completed | Not provided | 2019 | N/A | N/A | Sherman Creek | Not provided | 21900 | N/A | Atlantic Beach | Atlantic Beach - $21,900 | Not provided | Not provided | Not provided | Not provided
5320 | LSJT | City of Atlantic Beach | N/A | AB-155 | Lift Station Telemetry | Construction Phase. | FIB- Sanitary Sewer | Completed | Not provided | 2019 | N/A | N/A | Sherman Creek | Not provided | 267000 | N/A | Atlantic Beach | Atlantic Beach - $267,000 | Not provided | Not provided | Not provided | Not provided
5321 | LSJT | City of Atlantic Beach | N/A | AB-156 | Drainage Ditch Rehabilitation - West Side of City | Construction Phase. | FIB- Stormwater | Completed | Not provided | 2019 | N/A | N/A | Sherman Creek | Not provided | 145000 | N/A | Atlantic Beach | $145,000 | Not provided | Not provided | Not provided | Not provided
5322 | LSJT | City of Jacksonville | DEP | COJ-308 | Hogan and Miller Creeks Short-term Source ID Partnership | Source identification sampling conducted in partnership with DEP on priority areas. | FIB- Source Identification Activities | Ongoing | 2019 | N/A | N/A | N/A | Hogan Creek/ Miller Creek | N/A | TBD | TBD | COJ/ DEP | TBD | Not provided | Not provided | 30.3432112642 | -81.6621566351
5323 | LSJT | City of Jacksonville | FDOT | COJ-309 | Microbe Lift Program | Microbe lift pilot project. | FIB- Stormwater | Underway | 2018 | 2020 | N/A | N/A | McCoys Creek/ Trout River/ Wills Branch/ Craig Creek/ Moncrief Creek | N/A | 165249 | Not provided | COJ/ FDOT | Not provided | Not provided | Not provided | 30.3378778 | -81.6575995
4804 | WEKR | Seminole County | N/A | SC-52 | Lynwood Gravity Main and Manhole Repairs | Seal and coating of 5 manholes; CIPP lining of 1,445 linear feet of 8-inch gravity main. | Sanitary Sewer and Wastewater Treatment Facility (WWTF) Maintenance | Completed | 2017 | 2017 | N/A | N/A | Inside Springshed | N/A | 57000 | N/A | N/A | N/A | N/A | N/A | 28.660984 | -81.449478
4805 | WEKR | Seminole County | N/A | SC-53 | Foxwood Pump Station Rehab | Rehab including 2 new Flygt, new pump base plates & elbow; new 4-inch stainless steel discharge piping. | Sanitary Sewer and Wastewater Treatment Facility (WWTF) Maintenance | Completed | 2017 | 2017 | N/A | N/A | Inside Springshed | N/A | 48000 | N/A | N/A | N/A | N/A | N/A | 28.674959 | -81.449645
4806 | WEKR | Seminole County | Altamonte/ Casselberry/ Lake Mary/ Longwood/ Oviedo | SC-54 | Seminole County Fertilizer Ordinance | Ordinances for fertilizer, pet waste, landscape, and irrigation. Public education including FYN and PSAs, websites, and brochures. Full suite of public education and ordinances implemented. | Regulations, Ordinances, and Guidelines | Ongoing | 2017 | N/A | 1735.5303 | N/A | Inside Springshed | 14267 | 150000 | 65000 | City Partners/ County/ DEP | City - $28,000/ County - $37,000/ DEP - $100,000 | NF034 | N/A | 28.676245 | -81.421739
4823 | WEKR | City of Winter Garden | Not provided | WG-05 | State Road 50 Utility Relocation | Replace city utilities due to widening of State Road 50; project includes replacement of 5,210 linear feet of 24-inch clay pipe and 2,650 linear feet of 18-inch clay pipe. | Sanitary Sewer and Wastewater Treatment Facility (WWTF) Maintenance | Completed | Not provided | 2012 | Not provided | Not provided | Inside Springshed | N/A | Not provided | Not provided | Not provided | Not provided | Not provided | Not provided | 28.5509707 | -81.5834525
4824 | WEKR | City of Winter Garden | SJRWMD/ DEP | WG-06 | Stormwater Capture and Reuse and Recharge | The berming of 2 direct-discharge canals to Lake Apopka and treat the stormwater to reuse standards to be put into the distribution system. | Stormwater Reuse | Completed | 2017 | 2018 | TBD | N/A | Inside Springshed | 980 | 3360000 | Not provided | Winter Garden/ DEP/ SJRWMD | DEP - $750,000/ SJRWMD - $750,000/ Winter Garden - $1,860,000 | 28432 | Not provided | 28.57288889 | -81.58972222
4825 | WEKR | City of Winter Garden | Orange County | WG-07 | Education and Ordinances | Ordinances for fertilizer, pet waste, landscape, and irrigation. Public education including FYN and PSAs, websites, and brochures. Full suite of public education and ordinances covered under Orange County. | Regulations, Ordinances, and Guidelines | Ongoing | Not provided | N/A | 876.3571 | N/A | Inside Springshed | Not provided | Not provided | Not provided | Not provided | Not provided | N/A | Not provided | 28.5643897 | -81.5870420
4826 | WEKR | Wekiwa State Park | Not provided | WSP-01 | Pine Plantation | Previous land use = agriculture; Management focus = ground water recharge, natural community restoration and preservation; acreage 344.73. | Land Use Change | Completed | Not provided | Prior to 2015 | N/A | N/A | Inside Springshed | 345 | N/A | N/A | N/A | N/A | N/A | Not provided | 28.7680990 | -81.5358031
5399 | OKLA | FDOT District 5 | N/A | HAR39 | FM: 238319-3-72-01 | Leesburg - Lake Harris Regional Pond. | Wet Detention Pond | Underway | 2019 | 2021 | 77 | 17 | Lake Harris Basin | 315.76 | Not provided | Not provided | Florida Legislature | Not provided | N/A | Not provided | 28.799682 | -81.88525
5400 | OKEE | Coordinating Agency | N/A | CA-21 | Brady Ranch Flow Equalization Basin (FEB) and Aquifer Storage and Recovery (ASR) | The proposed FEB is intended to provide more consistent flows supported with ASR to assist in water delivery and operational flexibility to Lakeside Ranch STA and reduce TP loading discharged into Lake Okeechobee should it operate independently. | Hydrologic Restoration | Planned | 2023 | 2025 | TBD | TBD | Taylor Creek/ Nubbin Slough | TBD | 135991218 | TBD | SFWMD/ Florida Legislature | SFWMD - $1,588,954/ FL Legislature - $118,200,000 | N/A | N/A | TBD | TBD
5401 | OKEE | Coordinating Agency | N/A | CA-22 | Grassy Island FEB and ASR | The proposed FEB is intended to increase the regional surface water storage capacity and operational flexibility of the primary stormwater conveyance system within the Taylor Creek/Nubbin Slough subwatershed. | Hydrologic Restoration | Planned | 2023 | 2025 | TBD | TBD | Taylor Creek/ Nubbin Slough | TBD | 123834042 | TBD | SFWMD/ Florida Legislature | SFWMD - $2,000,000/ FL Legislature - $33,000,000 | N/A | N/A | TBD | TBD
5402 | OKEE | FDACS | Agricultural Producers | FDACS-22 | Cost-Share BMP Projects | Cost-share projects paid for by FDACS. Acres treated based on FDACS OAWP June 2019 Enrollment. Reductions estimated by DEP using 2019 BMAP LET. | Agricultural BMPs | Ongoing | Not provided | N/A | 1326 | 82.5 | East Lake Okeechobee | 2798 | TBD | TBD | FDACS | TBD | N/A | N/A | Not provided | Not provided
5403 | OKEE | FDACS | Agricultural Producers | FDACS-23 | Cost-Share BMP Projects | Cost-share projects paid for by FDACS. Acres treated based on FDACS OAWP June 2019 Enrollment. Reductions estimated by DEP using 2019 BMAP LET. | Agricultural BMPs | Ongoing | Not provided | N/A | 376.3 | 48.2 | South Lake Okeechobee | 752 | TBD | TBD | FDACS | TBD | N/A | N/A | Not provided | Not provided
5404 | OKEE | FDACS | Agricultural Producers | FDACS-24 | Cost-Share BMP Projects | Cost-share projects paid for by FDACS. Acres treated based on FDACS OAWP June 2019 Enrollment. Reductions estimated by DEP using 2019 BMAP LET. | Agricultural BMPs | Ongoing | Not provided | N/A | 908.4 | 50.1 | West Lake Okeechobee | 5595 | TBD | TBD | FDACS | TBD | N/A | N/A | Not provided | Not provided
5405 | OKEE | FDACS | Private Landowner | FDACS-25 | Caloosahatchee | FAVT is a floating aquatic vegetation treatment. | Floating Islands/ Managed Aquatic Plant Systems (MAPS) | Completed | Not provided | 2014 | 4509 | 426.6 | West Lake Okeechobee | TBD | 3000000 | 1716860 | FDACS | N/A | N/A | N/A | 26.719229 | -81.127319
5406 | OKEE | FDOT District 1 | N/A | FDOT1-04 | Street Sweeping | Street sweeping. | Street Sweeping | Ongoing | Not provided | N/A | 154 | 174 | Fisheating Creek | N/A | Not provided | Not provided | Florida Legislature | Not provided | Not provided | N/A | Not provided | Not provided
5819 | WEKR | FDOT District 5 | N/A | FDOT-19 | FM: 238275-8-52-01 | Pond 5-1B-1 and 5-1B-2 | On-line Retention BMPs | Completed | 2017 | 2020 | 2.43 | 0.3 | Outside Springshed | 22.75 | Not provided | Not provided | Florida Legislature | Not provided | N/A | Not provided | 28.81542772 | -81.52226672
5820 | WEKR | FDOT District 5 | N/A | FDOT-20 | FM: 238275-8-52-01 | Pond 5-2B | Wet Detention Pond | Completed | 2017 | 2020 | 6.82 | 1.99 | Outside Springshed | 64.45 | Not provided | Not provided | Florida Legislature | Not provided | N/A | Not provided | 28.82503155 | -81.52343773
5821 | WEKR | FDOT District 5 | N/A | FDOT-21 | FM: 238275-8-52-01 | Pond 5-3A | On-line Retention BMPs | Completed | 2017 | 2020 | 0.33 | 0.04 | Outside Springshed | 35.92 | Not provided | Not provided | Florida Legislature | Not provided | N/A | Not provided | 28.83403509 | -81.52499803
5822 | WEKR | FDOT District 5 | N/A | FDOT-22 | FM: 239496-3-52-01 | Pond 2E-1 and 2E-2 | Wet Detention Pond | Underway | 2018 | 2021 | 0.81 | 0.12 | Outside Springshed | 66.02 | Not provided | Not provided | Florida Legislature | Not provided | N/A | Not provided | 28.56715727 | -81.41428227
5823 | WEKR | Orange County | N/A | OC-61 | Wekiva BMAP Data Integration and Gap Analysis | Groundwater quality and data needs assessment. | Study | Underway | 2020 | 2022 | N/A | N/A | Inside Springshed | N/A | 95000 | N/A | OC BCC | N/A | N/A | N/A | 28.673456 | -81.532568
5824 | WEKR | Orange County | N/A | OC-62 | Breckenridge Pond #6544 Retrofit Design | Design and Bid Solicitation Package Deliverable | Retention/Detention BMP Retrofit with Nutrient Reducing Media | Planned | 2021 | 2021 | TBD | TBD | Inside Springshed | N/A | 125000 | N/A | OC BCC | $125,000 | N/A | N/A | 28.612961 | -81.474468
5825 | WEKR | Orange County | N/A | OC-63 | Wekiva BMAP Groundwater Assessment | Groundwater quality assessment in the Wekiva BMAP area. | Study | Planned | 2021 | 2022 | N/A | N/A | Inside Springshed | N/A | 150000 | N/A | OC BCC | N/A | N/A | N/A | 28.673456 | -81.532568
5826 | WEKR | Orange County | N/A | OC-64 | Siplin Road Pond Media Filter Design | Pond Retrofit Sidebank Media Filter | Retention/Detention BMP Retrofit with Nutrient Reducing Media | Planned | 2021 | TBD | TBD | TBD | Inside Springshed | N/A | 80000 | N/A | OC BCC | TBD | N/A | N/A | 28.540062 | -81.600280
5827 | WEKR | Orange County | N/A | OC-65 | Johns Lake Hydrological and Nutrient Assessment | Data and information from the assessmet can be used by stakeholders to refine TMDL, provide allocation information within the watershed, and identify potential BMP effectiveness. | Study | Underway | 2019 | 2021 | N/A | N/A | Inside Springshed | N/A | 318877 | N/A | OC BCC | TBD | N/A | N/A | 28.530581 | -81.633911
5828 | WEKR | Orange County | N/A | OC-66 | Lake Weston Surface Alum Treatment | Whole Lake Alum Treatment | In Waterbody - Alum Injection System | Underway | 2021 | 2021 | TBD | TBD | Inside Springshed | 31 | 200000 | N/A | OC BCC | TBD | N/A | N/A | 28.616553 | -81.409056
5829 | WEKR | Orange County | N/A | OC-67 | Little Wekiva at Edgewater Dr. | Construction of 600 linear feet of 14x10 foot high gabion lined channel with 2,500 cubic yards of gabion baskets. Additionally 520 tons of riprap, 1700 square yard of concrete block, 1000 feet of fencing, 3500 square yards of sod. | Stormwater System Upgrade | Underway | 2020 | 2021 | N/A | N/A | Inside Springshed | N/A | 1325884 | N/A | Orange County General Fund | $1,325,884 | N/A | N/A | 28.615477 | -81.420056
5830 | WEKR | Orange County | DEP | OC-68 | Springs Fertilizer Campaign | Design and implement Springs Basin Fertilizer Campaign targeting residential turf fertilizer application and awareness of effects on Wekiwa and Rock springs. | Enhanced Public Education | Underway | 2020 | TBD | N/A | N/A | Inside Springshed | N/A | 250000 | N/A | Orange County/ DEP 319 | $150,000 | NF027 | N/A | 28.683987 | -81.574961
5831 | WEKR | Orange County | N/A | OC-69 | Groundwater Vulnerability Study | Countywide assessment of the risk and vulnerability of the groundwater and surface water to contamination from septic systems. | Study | Planned | 2021 | 2023 | N/A | N/A | Inside Springshed | N/A | TBD | N/A | OC BCC | TBD | N/A | N/A | 28.590992 | -81.444064
5832 | WEKR | Seminole County | TBD | SC-59 | Cecilia Drive Baffle Boxes | Install baffle boxes at 2 existing pipe outfall locations into Bear Lake | Baffle Boxes- Second Generation with Media | Planned | 2022 | 2023 | TBD | TBD | Inside Springshed | TBD | 250000 | TBD | TBD | TBD | TBD | N/A | 28.656387 | -81.45558
5833 | WEKR | Seminole County | DEP | SC-60 | Wekiva Springshed Well Monitoring and Nitrate Source Evaluation | This study is intended to supplement groundwater data already collected by FDEP and Orange County within the Wekiva Priority Focus Area | Study | Planned | 2021 | 2022 | N/A | N/A | Inside Springshed | N/A | 185000 | N/A | DEP | $92,500 | LPR0009 | N/A | 28.692577 | -81.446828
5834 | WEKR | Seminole County | TBD | SC-61 | Hillview Drive Drainage RSF | drainage improvements along HillviewDrive with new curb and gutter, stormsewer system and wet detention pond | Wet Detention Pond | Planned | 2022 | 2023 | TBD | TBD | Inside Springshed | TBD | 1800000 | TBD | TBD | TBD | TBD | N/A | 28.647521 | -81.403559
5835 | WEKR | Seminole County | TBD | SC-62 | Wymore Road Drainage Improvements | widen Wymore Road and add drainage improvements from Lake Destiny Road to Spring Valley Road | Baffle Boxes- Second Generation | Planned | 2021 | 2022 | TBD | TBD | Outside Springshed | 9.4 | 50000 | TBD | TBD | TBD | TBD | N/A | 28.646554 | -81.390377
5836 | WEKR | Seminole County | Lake Asher MSBU | SC-63 | Lake Asher Shoreline Revegetation | Planted native aquatic vegetation along individual homeowner shorelines. | Creating/ Enhancing Living Shoreline | Underway | 2019 | TBD | TBD | TBD | Inside Springshed | N/A | N/A | 6000 | N/A | N/A | N/A | N/A | 28.65941 | -81.44697
5837 | WEKR | Seminole County | Buttonwood Pond MSBU | SC-64 | Buttonwood Pond Revegetation | Planted native aquatic vegetation along individual homeowner shorelines. | Creating/ Enhancing Living Shoreline | Underway | 2019 | TBD | TBD | TBD | Inside Springshed | N/A | N/A | 6000 | N/A | N/A | N/A | N/A | 28.703625 | -81.441438
5838 | WEKR | Seminole County | Rolling Hills MSBU | SC-65 | Rolling Hills Pond Revegetation | Planted native aquatic vegetation along individual homeowner shorelines. | Creating/ Enhancing Living Shoreline | Underway | 2019 | TBD | TBD | TBD | Outside Springshed | N/A | N/A | 6000 | N/A | N/A | N/A | N/A | 28.68757 | -81.37905
5839 | WEKR | Town of Oakland | DEP/ DEO/ SJRWMD | OAK-19 | Septic to Sewer Conversion | Appx. 50 septic systems being abandoned in a predominantly low to moderate income neighborhood. | OSTDS Phase Out | Underway | Not provided | 2021 | 291 | Not provided | Inside Springshed | N/A | 1500000 | Not provided | Town of Oakland/ DEP/ DEO/ SJRWMD | DEP - $550,000/ DEO - $600,000/ SJRWMD - $429,000 | TBD | 35746 | Not provided | Not provided
5840 | WEKR | Town of Oakland | DEP | OAK-20 | Construction of Lift Station #5 | Construction of lift station to serve immediate growth needs and to serve future septic to sewer conversions. | Wastewater Service Area Expansion | Completed | Not provided | 2021 | N/A | N/A | Inside Springshed | N/A | 400000 | Not provided | DEP | Not provided | LP4803L | N/A | Not provided | Not provided
5841 | WEKR | Town of Oakland | Meritage Homes | OAK-21 | Construction of Lift Station #2 and service area | Construction of sewage lift station and associated gravity sewer to serve 305 residential units, and to provide for future septic system abandonments. | Wastewater Service Area Expansion | Completed | Not provided | 2018 | N/A | N/A | Inside Springshed | Not provided | Not provided | Not provided | Developer | $500,000 | N/A | N/A | Not provided | Not provided
5842 | WEKR | Town of Oakland | MI Homes | OAK-22 | Construction of Lift Station #3 and service area. | Construction of sewage lift station and associated gravity sewer to serve 108 residential units, and to provide for future septic system abandonments. | Wastewater Service Area Expansion | Completed | Not provided | 2019 | N/A | N/A | Inside Springshed | Not provided | 500000 | Not provided | Developer | $825,000 | N/A | N/A | Not provided | Not provided
3171 | NIRL | City of Melbourne | N/A | MEL-01 | Fee and Apollo Drainage Improvements | No treatment is provided within the existing development; complete a water quality addition. | Wet Detention Pond | Completed | 2010 | 2010 | 17.0526 | 23.979 | B | 43.6 | 525161 | Not provided | City | N/A | N/A | N/A | 28.0854935559057 | -80.6183468185909
3172 | NIRL | City of Melbourne | N/A | MEL-02 | Dove Street Pond | No treatment is provided within the existing development; complete a water quality addition. | Wet Detention Pond | Completed | 2002 | 2003 | 39.2445 | 10.4326 | B | 14.9 | 156164 | Not provided | City | N/A | N/A | N/A | 28.1407618937741 | -80.6372981165378
3173 | NIRL | City of Melbourne | N/A | MEL-03 | Charles Drive Pipe Replacement | Replaced failing stormwater pipe and created wet detention pond; little to no treatment is provided within existing developments. | Wet Detention Pond | Completed | 2009 | 2010 | 149.5285 | 89.8771 | B | 143.3 | 462644 | Not provided | City | N/A | N/A | N/A | 28.1083863336182 | -80.6230686997807
3174 | NIRL | City of Melbourne | N/A | MEL-04 | Wickham Park Pond | Ponds along with piping upgrades help eliminate flooding within the area along with treatment. | Wet Detention Pond | Completed | 2004 | 2004 | 4180.6711 | 1111.0837 | B | 1796.9 | 250000 | Not provided | City | City - $250,000 | N/A | N/A | 28.1658908107587 | -80.6716100956786
3386 | STLU | FDOT District 4 | N/A | FDOT-25 | SR 713 (King's Hwy.) Turn Lanes | Not provided. | Grass swales without swale blocks or raised culverts | Completed | N/A | 2013 | 0 | 0 | Primary BMAP Area | 0.6 | Not provided | Not provided | Florida Legislature | Not provided | N/A | N/A | 27.445443418 | -80.398992694
3387 | STLU | FDOT District 4 | N/A | FDOT-24 | FM# 410717-1 SR 70 Widening Kings Highway (Hwy.) to Jenkins Rd. (West Basin) | Road widening on SR 70 from Kings Hwy. to Jenkins Rd. | Dry Detention Pond | Completed | 2011 | 2012 | 6 | 1 | Primary BMAP Area | 6.2 | Not provided | Not provided | Florida Legislature | Not provided | N/A | N/A | 27.413317964 | -80.396900621
3388 | STLU | FDOT District 4 | N/A | FDOT-23 | State Road 615 Midway Rd. to Edwards Rd. (Basin E) | Not provided. | Wet Detention Pond | Completed | 2004 | 2009 | 20.3 | 6.2 | Primary BMAP Area | 9.3 | Not provided | Not provided | Florida Legislature | Not provided | N/A | N/A | 27.398904 | -80.349807923
3389 | STLU | FDOT District 4 | N/A | FDOT-22 | State Road 615 Midway Rd. to Edwards Rd. (Basin B-1) | Not provided. | Wet Detention Pond | Completed | 2004 | 2009 | 14.8 | 4.3 | Primary BMAP Area | 7.8 | Not provided | Not provided | Florida Legislature | Not provided | N/A | N/A | 27.377683338 | -80.350404881
3390 | STLU | FDOT District 4 | N/A | FDOT-21 | FM# 230978-1 Indian St. Bridge (Pond West) | New bridge crossing on CR 714 from west of Mapp Rd. to east of SR 76 on Indian St. | Wet Detention Pond | Completed | 2009 | 2014 | 0.2 | 0 | Primary BMAP Area | 33.6 | Not provided | Not provided | Florida Legislature | Not provided | N/A | N/A | 27.160699499 | -80.260516814
3391 | STLU | FDOT District 4 | N/A | FDOT-34 | FM# 228819-1 (Basin C) | Road reconstruction and construction of 2 new bridges on SR A1A from Sewall's Point Rd. to west of MacArthur Blvd. | Dry Detention Pond | Completed | 2003 | 2007 | N/A | N/A | Special Project BMAP Area | 16.2 | Not provided | Not provided | Florida Legislature | Not provided | N/A | N/A | Not provided | Not provided
3392 | STLU | St. Lucie County | N/A | SLC-002 | Indian River Estates Stormwater Improvements (Phases I and II) | Wet detention with alum injection. | Wet Detention Pond | Completed | 2003 | 2009 | 99.6 | 13.7 | Primary BMAP Area | 1004.4 | 4471114 | 30000 | County | TBD | N/A | Not provided | 27.37322363 | -80.307989261
3393 | STLU | City of Port St. Lucie | DEP | PSL-01 | Woodstork Trail Design Districts 7, 8, and 9 | 4.6 acres of new filter marsh and 7.21 acres of new uplands. | BMP Treatment Train | Completed | Prior to 2013 | 2007 | 12 | 9.5 | Primary BMAP Area | 228.8 | 1626929 | 18000 | City/ DEP | City - $1,076,929/ DEP - $550,000 | G0140 | N/A | 27.285960577 | -80.29087465
3394 | STLU | St. Lucie County | DEP | SLC-009 | White City – Citrus/Seager Stormwater Improvement | Wet detention with polyacrylamide logs. | Wet Detention Pond | Completed | 2013 | 2016 | 180.4 | 55.5 | Primary BMAP Area | 38.9 | 1862859 | TBD | DEP/ County | TBD | G0382 | Not provided | 27.351349591 | -80.337909838
3395 | STLU | St. Lucie County | N/A | SLC-008 | Platt's Creek Sump Cleanout | Annually drain the Platt's Pump station sump and vac out excess sediments. | BMP Cleanout | Ongoing | 2004 | N/A | 1181.6 | 511.5 | Primary BMAP Area | N/A | TBD | TBD | TBD | TBD | N/A | Not provided | 27.390065653 | -80.34254253
5599 | CIRL | North St. Lucie River WCD | N/A | NSLR-06 | Public Education and Outreach | Provide public education to residents of the District that fosters an understanding of the necessity to reduce nutrient impacts to surface waters. | Education Efforts | Ongoing | Not provided | N/A | N/A | N/A | SIRL | N/A | Not provided | Not provided | Not provided | Not provided | Not provided | Not provided | Not provided | Not provided
5600 | CIRL | North St. Lucie River WCD | N/A | NSLR-07 | Control Structure Maintenance | Maintain existing water control structures and any adjustable gates on water control structures. | Control Structure | Underway | Not provided | TBD | N/A | N/A | SIRL | N/A | Not provided | Not provided | Not provided | Not provided | Not provided | Not provided | Not provided | Not provided
5601 | CIRL | Sebastian River Improvement District | FDACS | SRID-08 | Assist FDACS with BMP Enrollment Outreach | Assist FDACS, where needed, with identifying and contacting producers within the district boundaries for purposes of participating in the relevant FDACS BMP programs. | Agricultural BMPs | Ongoing | Not provided | N/A | N/A | N/A | SEB | N/A | Not provided | Not provided | Not provided | Not provided | Not provided | Not provided | Not provided | Not provided
5602 | CIRL | St. Lucie Village | N/A | SLV-02 | Education Efforts | Credit for fertilizer ordinance. | Education Efforts | Ongoing | Not provided | N/A | 18 | 3.2 | SIRL | N/A | N/A | N/A | N/A | N/A | N/A | Not provided | 27.497097 | -80.341667
5603 | CIRL | Town of Melbourne Village | N/A | MV-02 | Education Efforts | FYN, fertilizer ordinance, irrigation ordinance, PSAs, and informational pamphlets. | Education Efforts | Ongoing | Not provided | N/A | 143.73 | 21.375 | A | N/A | Not provided | Not provided | Not provided | Not provided | N/A | Not provided | Not provided | Not provided
5604 | CIRL | Town of Melbourne Village | N/A | MV-03 | Dayton Culvert | Restoration of swale and installation of new culvert with baffle box. | Baffle Boxes- Second Generation | Underway | Not provided | 2021 | TBD | TBD | A | TBD | 11300 | Not provided | Not provided | Not provided | N/A | Not provided | Not provided | Not provided
5605 | CIRL | Vero Lakes WCD | N/A | VL-01 | Public Education and Outreach | Include annual meeting agenda item to alert the landowner of the existence of the BMAP and requirements for this landowner. | Education Efforts | Ongoing | Not provided | N/A | N/A | N/A | SEB | N/A | Not provided | Not provided | Not provided | Not provided | Not provided | Not provided | Not provided | Not provided
5606 | CIRL | Vero Lakes WCD | FDACS | VL-02 | Assist FDACS with BMP Enrollment Outreach | Identify the current landowner and his contact information as shown on the VLWCD records, and encourage participation in the FDACS BMP program. | Agricultural BMPs | Ongoing | Not provided | N/A | N/A | N/A | SEB | N/A | Not provided | Not provided | Not provided | Not provided | Not provided | Not provided | Not provided | Not provided
5607 | CIRL | Vero Lakes WCD | N/A | VL-03 | Canal/Ditch Bank Berms | Minimize sediment transport by constructing berms on top of canal/ditch banks and promoting vegetation to cover. | Vegetated Buffers | Underway | Not provided | N/A | N/A | N/A | SEB | N/A | Not provided | Not provided | Not provided | Not provided | Not provided | Not provided | Not provided | Not provided
3396 | STLU | St. Lucie County | N/A | SLC-007 | Catch Basin Cleanout | Catch basins are cleaned out on a rotational basis using a vactruck. | Catch Basin Inserts/Inlet Filter Cleanout | Ongoing | 2003 | N/A | 170.3 | 104.6 | Primary BMAP Area | N/A | TBD | TBD | County | TBD | N/A | Not provided | 27.328212 | -80.476607
3397 | STLU | St. Lucie County | N/A | SLC-006 | Street Sweeping | Materials are collected from road ways and the gutters using a street sweeper truck. | Street Sweeping | Ongoing | 2003 | N/A | 210.6 | 135.2 | Primary BMAP Area | N/A | 280000 | 50026.39 | County | TBD | N/A | Not provided | 27.328212 | -80.476607
3398 | STLU | St. Lucie County | N/A | SLC-005 | Education Program | FYN; pet waste, landscape, irrigation, and fertilizer ordinances; PSAs; website; Illicit Discharge Program, Eco-Center, Clean Stormwater–Clean River Program. St. Lucie Water Champions. | Education Efforts | Ongoing | 2003 | N/A | 2596.6 | 454.1 | Primary BMAP Area | N/A | TBD | TBD | TBD | TBD | N/A | Not provided | 27.328212 | -80.476607
3407 | STLU | City of Port St. Lucie | DEP | PSL-02 | Wood Stork Trail Design District 6 | 7.74-acre wet detention area and .62-acre STA. | BMP Treatment Train | Completed | Prior to 2013 | 2008 | 4.3 | 3.2 | Primary BMAP Area | 81 | 1110000 | 12450 | City/ DEP | City - $600,000/ DEP - $500,000 | G0178 | N/A | 27.29400689 | -80.297888166
3408 | STLU | St. Lucie County | N/A | SLC-004 | Bay Street | Installation of baffle boxes for sediment and debris removal. | Baffle Boxes- Second Generation | Completed | Prior to 2013 | 2006 | 99.6 | 13.7 | Primary BMAP Area | 44.3 | N/A | TBD | County | TBD | N/A | Not provided | 27.332009798 | -80.329527568
3632 | OKEE | FDOT District 5 | N/A | FDOT5-01 | 239266-B State Road 15 (Hoffner Road) from north of Lee Vista Boulevard to west of State Road 436 (Pond 2) | Add lanes and reconstruct. | Wet Detention Pond | Completed | Not provided | 2018 | 0.1 | 0 | Upper Kissimmee | 4.8 | Not provided | Not provided | Florida Legislature | Not provided | N/A | N/A | 28.470276 | -81.279027
3633 | OKEE | FDOT District 5 | N/A | FDOT5-10 | 239682-C State Road 500 (US 17-92) from Aeronautical Drive to Budinger Avenue (Pond 3) | Add lanes and rehabilitate pavement. | Wet Detention Pond | Completed | 2016 | 2019 | 9.6 | 2.1 | Upper Kissimmee | 15.8 | Not provided | Not provided | Florida Legislature | Not provided | N/A | N/A | 28.2598132462 | -81.3266497311
3193 | NIRL | City of Rockledge | Not provided | ROCK-12 | River Groves Baffle Box | The second generation (nutrient separating) baffle box includes a wire mesh box that captures vegetative debris, litter, and other materials from settling in the water in the bottom of the box, thereby preventing leaching of the nutrients. | Baffle Boxes- Second Generation | Completed | Not provided | 2011 | 13.1252 | 1.5685 | B | 7.4 | Not provided | Not provided | Not provided | Not provided | N/A | Not provided | 28.3157608983968 | -80.709712527472
3194 | NIRL | City of Rockledge | Not provided | ROCK-04 | Rockledge Avenue Baffle Box | The second generation (nutrient separating) baffle box includes a wire mesh box that captures vegetative debris, litter, and other materials from settling in the water in the bottom of the box, thereby preventing leaching of the nutrients. | Baffle Boxes- Second Generation | Completed | Not provided | 2004 | 69.9682 | 8.4536 | B | 40.9738 | 21448 | 3682 | Not provided | Not provided | N/A | Not provided | 28.3395133018598 | -80.7222970327956
3195 | NIRL | Kennedy Space Center | N/A | KSC-05 | Support Building L5-0683 | Demolition of facility resulted in loss of impervious area and change of land use. | Land Use Change | Completed | Not provided | 2010 | TBD | TBD | A | 0.2 | N/A | N/A | N/A | N/A | N/A | Not provided | 28.5542928789255 | -80.7017036804716
5618 | NIRL | Kennedy Space Center | N/A | KSC-17a | NASA Parkway West | Missing from Model. Ditch along south side of NASA Parkway West, ends before the lagoon. | Grass Swales without Swale Blocks or Raised Culverts | Completed | Not provided | 2014 | 48.7165 | 10.3164 | A | 23.8792 | Not provided | Not provided | Not provided | Not provided | N/A | Not provided | 28.5258024054495 | -80.6987845082512
3196 | NIRL | Kennedy Space Center | N/A | KSC-12 | Citrus Grove Termination Jerome Road West | Grove lease termination resulted in abandonment of previously fertilized areas. Accounted for in 2020 BMAP update. | Land Use Change | Canceled | Not provided | 2010 | N/A | N/A | B | N/A | Not provided | Not provided | Not provided | Not provided | N/A | Not provided | 28.5026358058286 | -80.6798740217736
3516 | OKEE | Osceola County | HOA | OSC-30 | Cypress Palms Condos | Stormwater reuse for landscape irrigation from pond. | Stormwater Reuse | Completed | Not provided | Prior to 2014 | 13 | 1.1 | Upper Kissimmee | 12.4 | Not provided | Not provided | HOA | Not provided | N/A | N/A | 28.3300090474 | -81.497882312
3517 | OKEE | FDACS | Agricultural Producers | FDACS-09 | BMP Implementation and Verification | Enrollment and verification of BMPs by agricultural producers - Lake Istokpoga. Reductions based on WAM model. Acres treated based on FDACS OAWP December 2020 Enrollment and FSAID VII. | Agricultural BMPs | Ongoing | N/A | N/A | 73611 | 1838 | Lake Istokpoga | 102740.082 | N/A | N/A | FDACS | TBD | N/A | N/A | Not provided | Not provided
3518 | OKEE | Osceola County | HOA | OSC-32 | Traditions at Westside | Stormwater reuse for landscape irrigation from pond. | Stormwater Reuse | Completed | Not provided | Prior to 2014 | 10.1 | 1.1 | Upper Kissimmee | 27.2 | Not provided | Not provided | HOA | Not provided | N/A | N/A | Not provided | Not provided
3519 | OKEE | City of Avon Park | N/A | AP-02 | Lake Tulane Stormwater Improvement Project | Runoff will be captured in a series of swales that will allow the runoff to percolate into the sandy soils, preventing further degradation of Lake Tulane. | Grass swales without swale blocks or raised culverts | Canceled | N/A | N/A | N/A | N/A | Lake Istokpoga | N/A | N/A | N/A | City of Avon Park/ Southwest Florida Water Management District (SWFWMD) | N/A | N/A | N/A | N/A | N/A
3520 | OKEE | Polk County | Extension Office/ County Utilities/ Lakes Education Action Drive/ Municipal Agencies | PC-02 | Education and Outreach | FYN, fertilizer ordinance, PSAs, pamphlets, website, and Illicit Discharge Program. | Education Efforts | Ongoing | 2000 | N/A | 917.6 | 31.9 | Lower Kissimmee | 5616.7 | N/A | 3000 | Polk County | $3,000 | N/A | N/A | Not provided | Not provided
3521 | OKEE | Orange County | N/A | OC-01 | Education and Outreach | FYN; landscaping, irrigation, fertilizer, and pet waste management ordinances; PSAs; pamphlets; Water Atlas website; and illicit discharge program. | Education Efforts | Ongoing | 2000 | N/A | 14785.3 | 9192.1 | Upper Kissimmee | 66065.8 | 225000 | 6988 | Orange County | $225,000 | N/A | N/A | Not provided | Not provided
3522 | OKEE | FDACS | Agricultural Producers | FDACS-08 | BMP Implementation and Verification | Enrollment and verification of BMPs by agricultural producers - Indian Prairie. Reductions based on WAM model. Acres treated based on FDACS OAWP December 2020 Enrollment and FSAID VII. | Agricultural BMPs | Ongoing | N/A | N/A | 118766 | 24015 | Indian Prairie | 193467.0441 | N/A | N/A | FDACS | TBD | N/A | N/A | Not provided | Not provided
3523 | OKEE | FDACS | Agricultural Producers | FDACS-10 | BMP Implementation and Verification | Enrollment and verification of BMPs by agricultural producers - Lower Kissimmee. Reductions based on WAM model. Acres treated based on FDACS OAWP December 2020 Enrollment and FSAID VII. | Agricultural BMPs | Ongoing | N/A | N/A | 89962 | 10488 | Lower Kissimmee | 225819.0879 | N/A | N/A | FDACS | TBD | N/A | N/A | Not provided | Not provided
3476 | ALAF | Hillsborough County | N/A | TBEP-1068 | Hillsborough County Pet Waste Campaign | Hillsborough County pet waste campaign. | FIB- Stormwater | Ongoing | 2020 | N/A | N/A | N/A | Alafia River Basin | N/A | Not provided | Not provided | Not provided | Not provided | Not provided | Not provided | Not provided | Not provided
3477 | ALAF | Polk County | DEP/ FDOH/ IFAS/ Lakeland | PC-0001 | Walk the Waterbody | Walk the Waterbody exercise for Poley Creek to identify potential issues in watershed. | FIB- Source Identification Activities | Completed | Not provided | 2012 | N/A | N/A | Alafia River Basin | N/A | 1000 | N/A | N/A | N/A | N/A | Not provided | 27.95777 | -82.007594
3478 | ALAF | Polk County | N/A | PC-0002 | Fertilizer Ordinance | Public awareness, nutrient reduction from surface water runoff. | FIB- Stormwater | Ongoing | Not provided | N/A | N/A | N/A | Alafia River Basin | N/A | N/A | N/A | Polk MSTU | N/A | N/A | Not provided | 27.94141 | -82.019464
3479 | ALAF | Polk County | N/A | TBEP-1302 | Illicit Discharge Complaint Investigation | Illicit discharge complaint investigation. | FIB- Stormwater | Ongoing | Not provided | N/A | N/A | N/A | Alafia River Basin | N/A | N/A | N/A | Polk MSTU | N/A | N/A | Not provided | 27.94142 | -82.019465
3488 | ALAF | FDOT District 7 | N/A | FDOT-0003 | Road BMPs | SR 60 and SR 39 street sweeping for curb section. | FIB- Stormwater | Ongoing | Not provided | N/A | N/A | N/A | Alafia River Basin | N/A | N/A | Not provided | Not provided | Not provided | Not provided | Not provided | Not provided | Not provided
3489 | ALAF | FDOT District 7 | N/A | FDOT-0002 | U.S. Hwy 301 Underdrain Pond Reconstruction | Reconstruction of underdrain pond on US 301 that discharges to Alafia River. | FIB- Stormwater | Completed | Not provided | 2013 | N/A | N/A | Alafia River Basin | Not provided | Not provided | Not provided | Not provided | Not provided | Not provided | Not provided | Not provided | Not provided
4305 | JABL | Jackson County | DEP/ NWFWMD | JC-01 | Indian Springs Sewer Extension Phase 1 | Convert 125 residential septic systems to central sewer. | OSTDS Phase Out | Underway | 2016 | 2020 | 1377 | N/A | Jackson County | Not provided | 1450000 | N/A | DEP | $1,450,000 | S0866 | Not provided | Not provided | Not provided
4306 | JABL | Jackson County | DEP/ NWFWMD | JC-02 | Indian Springs Sewer Extension Phase 2A | Phase 2A includes the Magnolia Blossom, Oak Drive, and partial Seminole Drive segments (convert 89 residential systems to sewer). | OSTDS Phase Out | Planned | 2018 | TBD | 695 | N/A | Jackson County | Not provided | 2000000 | N/A | DEP | $2,000,000 | S0866 | Not provided | Not provided | Not provided
4307 | JABL | Jackson County | DEP/ NWFWMD | JC-03 | Blue Spring Road Sewer Extension | Provide central sewer service to Blue Springs Recreational Area; approximately 74 homes. The project also includes removing the public park septic system at Jackson Blue Spring, and provide sewer service to homes adjacent to Merritt's Mill Pond. | OSTDS Phase Out | Planned | 2017 | 2021 | 838 | N/A | Jackson County | Not provided | 3566749 | N/A | DEP | $3,566,749 | LP01105 | Not provided | Not provided | Not provided
4308 | JABL | Jackson County | N/A | JC-04 | Jackson Blue Spring Recreation Area Improvements | Stormwater improvements. | BMP Treatment Train | Underway | 2017 | Not provided | Not provided | N/A | Jackson County | Not provided | Not provided | Not provided | Not provided | Not provided | N/A | Not provided | Not provided | Not provided
4595 | STLU | St. Lucie County | N/A | SLC-018 | Swales Material Collection | Road side swale cleanout and retrofitting. Project rolled into SLC-017. | BMP Cleanout | Canceled | 2018 | N/A | TBD | TBD | Primary BMAP Area | Not provided | TBD | TBD | TBD | TBD | N/A | Not provided | 27.328212 | -80.476607
4188 | RAIN | SWFWMD | Rainbow River Conservation | R109 | Micro–irrigation Workshops | Through three educational workshops and distribution of micro–irrigation kits, this project educated homeowners living in 55+ communities about Florida–Friendly Landscaping principles and the benefits of using micro–irrigation. | Education Efforts | Completed | 2010 | 2011 | N/A | N/A | Rainbow Springs Basin | N/A | 2690 | N/A | SWFWMD | $2,690 | N/A | Not provided | TBD | TBD
4189 | RAIN | SWFWMD | UF–IFAS | R037 | Soil Analysis by UF | Up to 200 soil analysis tests were conducted as part of the Crystal River/King's Bay/Rainbow River Watershed Education project. | Education Efforts | Completed | 2010 | 2010 | N/A | N/A | Rainbow Springs Basin | N/A | 1400 | N/A | SWFWMD | $1,400 | N/A | Not provided | TBD | TBD
4190 | RAIN | SWFWMD | Marion Soil and Water Conservation District | R038 | Best Management Practices Awareness Campaign | This project educated equine enthusiasts on the importance of protecting water resources to ensure water quality by utilizing proper manure management, fertilization techniques and water conservation practices. | Education Efforts | Completed | 2010 | 2010 | N/A | N/A | Rainbow Springs Basin | N/A | 4988 | N/A | SWFWMD | $4,988 | N/A | Not provided | TBD | TBD
4279 | RAIN | SWFWMD | N/A | R029 | Crystal River/King's Bay/Rainbow River Outreach Coordinator | Educational effort to reduce nutrient loads from landscaping practices and OSTDS systems. | Education Efforts | Completed | 2008 | 2011 | N/A | N/A | Rainbow Springs Basin | N/A | 82600 | N/A | SWFWMD | $82,600 | N/A | Not provided | TBD | TBD
4280 | RAIN | SWFWMD | N/A | R030 | Marion County Springs Festival Sponsorship | Event to educate the public on the protection of Marion County's springs and other water resources. Event alternates between Rainbow Springs State Park and Silver Springs State Park. | Education Efforts | Completed | 2006 | 2016 | N/A | N/A | Rainbow Springs Basin | N/A | 25598 | N/A | SWFWMD | $25,598 | N/A | Not provided | TBD | TBD
4281 | RAIN | SWFWMD | N/A | R031 | Marion County Master Gardeners Spring Festival Sponsorship | Festival supporting Florida–Friendly Landscaping outreach and education including a focus on water conservation, watersheds and water quality. | Education Efforts | Completed | 2000 | 2011 | N/A | N/A | Rainbow Springs Basin | N/A | 30750 | N/A | SWFWMD | $30,750 | N/A | Not provided | TBD | TBD
4282 | RAIN | FDACS | N/A | B048 | Enhanced IA Program | FDACS will implement the enhanced IA Program and more detailed reporting, as prescribed by the legislation, on site visits and surveys will be provided on an annual basis. | Agricultural BMPs | Ongoing | 2016 | N/A | N/A | N/A | Rainbow Springs Basin | N/A | N/A | N/A | N/A | N/A | N/A | Not provided | TBD | TBD
4283 | RAIN | SWFWMD | Florida Irrigation Society | R024 | Efficient Irrigation Workshops | Community presentations on efficient–irrigation practices. | Education Efforts | Completed | 2005 | 2005 | N/A | N/A | Rainbow Springs Basin | N/A | 2500 | N/A | SWFWMD | $2,500 | N/A | Not provided | TBD | TBD
4293 | RAIN | Marion County Office of the County Engineer | Marion County Stormwater Section/ SWFWMD | R017 | Rolling Hills unit 5 Stormwater Retrofit | Construction of an interconnected system of four retention ponds and one wet retention pond to treat stormwater runoff from roads, residential, and agricultural land uses. | BMP Treatment Train | Completed | 2012 | 2013 | 18.684 | 33.1 | Rainbow Springs PFA | 224 | 484097 | 1791.24 | Marion County Stormwater Assessment/ SWFWMD | Marion County Stormwater Assessment - $244,280/ SWFWMD - $244,280 | N/A | 13C00000053 | 29.148833 | -82.321980
4467 | OKEE | City of Orlando | N/A | ORL-18 | Lizzie Rogers Park Baffle Box | Relocation of drainage outfall into Lake Sunset with addition of baffle box. | Baffle Boxes- Second Generation | Underway | 2020 | 2020 | 5.2 | 0.2 | Upper Kissimmee | 7.4 | TBD | TBD | City of Orlando Streets and Stormwater Division | Not provided | N/A | N/A | 28.535383 | -81.409584
4468 | OKEE | Osceola County | N/A | OSC-33 | Hoagland Blvd Phase III | Road Widening. | Hydrodynamic Separators | Underway | Not provided | 2021 | 0 | 0.4 | Upper Kissimmee | 7.4 | 16000 | 2400 | Osceola County | $16,000 | N/A | N/A | TBD | TBD
4469 | OKEE | Reedy Creek Improvement District | Walt Disney Parks and Resorts (WDPR) | RCID-01 | Education and Outreach | Landscaping, irrigation, and fertilizer ordinances; PSAs, pamphlets, website, Illicit Discharge Program, inspection program; equivalent FYN program to address needs of visitors, WDPR employees, and neighboring property owners. | Education Efforts | Ongoing | Not provided | N/A | 883.8 | 164.3 | Upper Kissimmee | 7769 | Not provided | Not provided | RCID/ Private Partners | Not provided | N/A | N/A | Not provided | Not provided
4470 | OKEE | Reedy Creek Improvement District | WDPR | RCID-02 | Property Wide Street Sweeping | Street Sweeping of more than 220,000 lane miles annually. | Street Sweeping | Ongoing | Not provided | N/A | 405.2 | 417.1 | Upper Kissimmee | N/A | Not provided | Not provided | Private Partner | Not provided | N/A | N/A | Not provided | Not provided
4671 | WEKR | City of Ocoee | N/A | O-10 | Orchard Park Phase III Subdivision | Orchard Park Phase III 30.7-acre subdivision is west of Lake Addah, in west Orange County in Wekiva River Basin, within PFA; project consists of construction of single-family residential subdivision and dry retention pond. | On-line Retention BMPs | Completed | Not provided | 2001 | 0.13504 | 0.2 | Inside Springshed | 30.7 | Not provided | Not provided | Not provided | Not provided | N/A | Not provided | 28.608854 | -81.515791
3954 | SILV | DEP–Division of Recreation and Parks | Marion County Utilities | S090 | Silver Springs State Park Management Plan Amendment – State Park Sewer Connection | Management plan for Silver Springs State Park amended in 2014 to include merger of Silver Springs attraction into Silver River State Park. Goals were developed to connect park services in the former Silver River State Park to central sewer. | OSTDS Phase Out | Completed | 2009 | 2016 | TBD | TBD | Silver Springs PFA | N/A | 1737963 | Not provided | DEP | $1,737,963 | Not provided | Not provided | TBD | TBD
3955 | SILV | DEP–Division of Recreation and Parks | N/A | S089 | Silver Springs State Park Management Plan Amendment – Runoff | Management plan for Silver Springs State Park amended in 2014 to include merger of Silver Springs attraction into Silver River State Park. Animals removed from Ross Island before 2013. Swales added where moats removed. 20 buildings removed. | Land Use Change | Planned | 2014 | 2013 | N/A | N/A | Silver Springs PFA | N/A | Not provided | N/A | DEP | Not provided | Not provided | Not provided | TBD | TBD
3956 | SILV | Marion County Office of the County Engineer | N/A | S088 | Bold & Gold™ Stormwater Retrofits in Silver Springs BMAP Area | Proposed retrofit of multiple high infiltrating dry retention ponds with Bold & Gold to reduce nitrogen load to the springs. Targeting ponds in areas with high estimated nitrogen loads starting with those closer in proximity to the springs. | Retention/Detention BMP Retrofit with Nutrient Reducing Media | Underway | 2015 | 2021 | Not provided | N/A | Silver Springs Basin | TBD | TBD | TBD | TBD | TBD | N/A | TBD | 29.20327 | -82.0481
4543 | ORCR | City of Gainesville | N/A | SWT38 | Southeast (SE) 9th Street, Rosewood Trash Trap Maintenance | Upper Sweetwater Branch watershed. Stormwater Treatment facility maintenance. Water quality improvement project. | BMP Cleanout | Ongoing | 2008 | N/A | 27 | 12 | Sweetwater Branch/ Paynes Prairie/ Alachua Sink Basin | 364 | N/A | 500 | City of Gainesville Stormwater Management Utility Fee | COG SMU - $500 | N/A | N/A | 29.6440357752761 | -82.3142464848905
4544 | ORCR | City of Gainesville | N/A | SWT39 | Sweetwater Wetlands Sediment and Trash Trap Maintenance | Sweetwater Branch Watershed. Maintenance of sediment trap at Sweetwater Wetlands Park. Removal of nutrients and sediment before discharge into Sweetwater Wetlands Park. | BMP Cleanout | Ongoing | 2009 | N/A | 11384 | 3893 | Sweetwater Branch/ Paynes Prairie/ Alachua Sink Basin | 1279 | N/A | 365700 | City of Gainesville Stormwater Management Utility Fee | COG SMU - $365,700 | N/A | N/A | 29.6191456977486 | -82.3249730509073
4545 | ORCR | City of Gainesville | N/A | TUM33 | Tumblin Creek Sediment and Trash Trap Maintenance | Tumblin Creek watershed stormwater sediment and trash trap maintenance. | BMP Cleanout | Ongoing | 2018 | N/A | 2078 | 2018 | Sweetwater Branch/ Paynes Prairie/ Alachua Sink Basin | 1034 | N/A | 164765 | City of Gainesville Stormwater Management Utility Fee | COG SMU - $164,765 | N/A | N/A | 29.6324397865217 | -82.3440166095791
4546 | ORCR | City of Gainesville | UF/ Florida Stormwater Association (FSA) | URBAN17 | Assessment Tool for MS4 Pollutant Load Reduction Update | Update of UF study to determine load reductions for MS4 operations. Load reductions determined for BMPs and street sweeping. | Study | Completed | 2018 | 2018 | N/A | N/A | Orange Creek Basin | N/A | 0 | N/A | COG General Fund/ COG SMU/ In-kind staff hours | Not provided | N/A | N/A | 29.6658656039816 | -82.3391339827337
4547 | ORCR | City of Waldo | N/A | WALDO01-NEW | Education Outreach | Educational efforts that result in 0.25 % to 6 % credit, depending on extent of efforts. | Education Efforts | Ongoing | Not provided | N/A | 10 | 1 | Newnans Lake Basin | N/A | N/A | Not provided | Not provided | Not provided | Not provided | Not provided | 29.6498427278628 | -82.2223159643821
4548 | RAIN | Florida Governmental Utility Authority | SWFWMD | R110 | Rainbow Springs Infrastructure Development | Design and construct approximately 33,000 feet of wastewater force main, upgrades to one lift station and wastewater stub-outs to allow for future connections to approximately four existing WWTP sites. | WWTF Upgrade | Underway | Not provided | 2022 | TBD | N/A | Rainbow Springs Basin | N/A | Not provided | Not provided | DEP | $2,279,183 | LP51030 | Not provided | 29.0615 | -82.4193
4549 | RAIN | City of Dunnellon | SWFWMD | R111 | City of Dunnellon New Watershed Management Plan | City of Dunnellon will implement a watershed management plan. This project will perform the Watershed Evaluation and develop a WMP. This funding request is for FY 2020. | Study | Underway | 2020 | 2022 | N/A | N/A | Rainbow Springs Basin | 7360 | 275000 | N/A | Not provided | N/A | N/A | Not provided | Not provided | Not provided
4550 | RAIN | Marion County Office of the County Engineer | Marion County Stormwater Section/ SWFWMD | R112 | Rainbow Springs Innovative Stormwater Retrofits-CP 71 (N848) Agreement No. 18CF0000859 | Construction of stormwater BMPs to retrofit three dry retention systems that are within 1.5 miles of Rainbow Springs with a soil amendment. Marion County Rainbow Springs DRAs 2162, 2190, and 2193. | Retention/Detention BMP Retrofit with Nutrient Reducing Media | Completed | 2018 | 2018 | 125 | N/A | Rainbow Springs PFA | 78 | 221 | 1482 | Marion County Stormwater Assessment/ SWFWMD | Marion County Stormwater Assessment - $468,764/ SWFWMD - $276,500 | N/A | 16CF0000153 | 29.085499 | -82.444078
4558 | SAFE | Alachua County | N/A | AC-16 | Hickory Sink - Kanapaha Timber Land & Cattle (Lee) | Conservation easement acquisition. No increase in surface runoff of pollutants due to land use change, continued aquifer recharge and ecosystem/habitat preservation. | Land Acquisition | Planned | 2018 | Not provided | N/A | N/A | Santa Fe River Basin - Alachua County | 3948 | N/A | N/A | Wild Spaces and Public Places II Surtax | N/A | N/A | Not provided | Not provided | Not provided
4559 | SAFE | Alachua County | City of Gainesville/ FDOT District 2 | AC-17 | Pet Waste Outreach | Implement social marketing campaign to motivate citizens to scoop, bag, and trash dog wastes at home and in the community. Reduces bacteria and nutrient sources in all watersheds. | Enhanced Public Education | Ongoing | 2018 | N/A | N/A | N/A | Alachua County | N/A | 40655 | 7000 | Alachua County/ City of Gainesville/ FDOT District 2/ SJRWMD | Not provided | N/A | Not provided | Not provided | Not provided
4560 | SAFE | Alachua County | City of Gainesville/ FDOT District 2 | AC-18 | Landscaping Debris Social Marketing | Implement social marketing campaign designed to get citizens to keep landscaping debris out of the roads and stormwater collection systems. Reduces bacteria and nutrient sources in all watersheds. | Enhanced Public Education | Ongoing | 2018 | N/A | N/A | N/A | Alachua County | N/A | 50000 | 7000 | Alachua County/ City of Gainesville/ FDOT District 2/ SJRWMD | Not provided | N/A | Not provided | Not provided | Not provided
4561 | SAFE | Alachua County | City of Gainesville/ FDOT District 2 | AC-19 | Water Conservation and LID | Conduct targeted public outreach to encourage water conservation and rain harvesting. Includes rain barrel sales and LID promotion. | Enhanced Public Education | Ongoing | 2018 | N/A | N/A | N/A | Alachua County | N/A | N/A | Not provided | Alachua County/ City of Gainesville/ FDOT District 2/ SJRWMD | Not provided | N/A | Not provided | Not provided | Not provided
4569 | SILV | City of Ocala | DEP | B051 | Timberwood Sewer Expansion Project | Design and construct a sanitary sewer system which will remove from service ~180 OSTDS from the associated single family residential lots. The septic tanks contribute to the TN and TP impairment of Rainbow Springs and the Rainbow River. | OSTDS Phase Out | Canceled | N/A | N/A | N/A | N/A | Rainbow Springs Basin/ Silver Springs Basin | N/A | N/A | N/A | N/A | N/A | N/A | N/A | N/A | N/A
4570 | SILV | City of Belleview | N/A | S176 | Collection System Maintenance Program Continued | Rehabilitation of 50 brick manholes to date and pipe replacement as needed. Similar to project S054. | Sanitary Sewer and Wastewater Treatment Facility (WWTF) Maintenance | Planned | Not provided | TBD | N/A | N/A | Silver Springs Basin | N/A | Not provided | Not provided | Not provided | Not provided | N/A | N/A | Not provided | Not provided
4767 | WEKR | City of Orlando | DEP | ORL-28 | Water Conserv II Treatment Improvements | Updated WWTF infrastructure to achieve lower nutrient concentrations - replaced aging blowers and diffusers; added internal recycle and big bubble mixing; rebuilt secondary clarifiers with spiral scrapers and LA EDI clarifier inlet. | WWTF Nutrient Reduction | Completed | Not provided | 2016 | 24994 | Not provided | Inside Springshed | 1160 | 12500000 | Not provided | DEP SRF | $11,700,000 | WW480400 | Not provided | 28.473408 | -81.647152
4768 | WEKR | City of Orlando | N/A | ORL-30 | OSTDS Identification, Assessment and Alternatives Development Study | Identify and inventory OSTDS areas within the City service area and Wekiva Overlay District; Develop ranking criteria and cost estimates for retrofit of OSTDS; Prioritize areas for retrofit consideration. | Study | Completed | N/A | 2018 | N/A | N/A | Inside Springshed | N/A | 112000 | N/A | City of Orlando/ Water Reclamation Division | $112,000 | N/A | Not provided | Not provided | Not provided
4769 | WEKR | City of Orlando | N/A | ORL-34 | Education and Ordinances | Ordinances for fertilizer, pet waste, landscape, and irrigation. Public education including FYN and PSAs, websites, and brochures. Full suite of public education and ordinances implemented. | Regulations, Ordinances, and Guidelines | Ongoing | Not provided | N/A | 352.5899 | N/A | Inside Springshed | N/A | Not provided | Not provided | Not provided | Not provided | N/A | Not provided | Not provided | Not provided
4770 | WEKR | City of Orlando | Dr. Phillips Inc. | ORL-35 | Packing District Park | Construction of two dry retention ponds and one wet detention pond in new city park. | BMP Treatment Train | Underway | 2022 | 2022 | TBD | TBD | Outside Springshed | TBD | TBD | TBD | City of Orlando Stormwater Utility/ Dr Phillips Inc | TBD | N/A | Not provided | 28.567718 | -81.411928
4771 | WEKR | City of Orlando | N/A | ORL-36 | Fairview Shores – North Service Area | Install 2 Stormceptors™ to capture gross pollutants before they reach Lake Fairview. | Hydrodynamic Separators | Completed | 2018 | 2008 | Not provided | Not provided | Outside Springshed | N/A | 4522401 | Not provided | City of Orlando/ Water Reclamation Division | Not provided | Not provided | Not provided | Not provided | Not provided
4772 | WEKR | Management Strategies | DEP | OSTDS-01 | Enhancement of Existing OSTDS - Voluntary | Upgrade, replacement, modification, addition of effective nitrogen reducing features, initial connection to a central sewer system, or other action to reduce nutrient loading, voluntarily taken by the owner of an OSTDS within the BMAP. | Onsite Sewage Treatment and Disposal System (OSTDS) Enhancement | Underway | 2018 | N/A | TBD | N/A | Inside Springshed | N/A | TBD | N/A | DEP | TBD | TBD | Not provided | N/A | N/A
4773 | WEKR | Management Strategies | DEP | OSTDS-02 | Enhancement of Existing OSTDS - Required | Upgrade, replacement, modification, addition of effective nitrogen reducing features, initial connection to a central sewer system, or other action taken to comply with the OSTDS Remediation Plan for the group of systems identified for remediation. | Onsite Sewage Treatment and Disposal System (OSTDS) Enhancement | Planned | TBD | TBD | TBD | N/A | Inside Springshed | N/A | TBD | N/A | DEP | TBD | TBD | Not provided | N/A | N/A
5160 | CALO | Barron WCD | DEP/ FDACS | BD-01 | Public Education and Outreach | Updates on BMAP and requirements during annual landowner meetings. | Education Efforts | Planned | 2019 | N/A | N/A | N/A | East Caloosahatchee | N/A | Not provided | TBD | Barron WCD | N/A | N/A | N/A | 26.75713889 | -81.38611111
5161 | CALO | Barron WCD | FDACS | BD-02 | FDACS BMP Assistance | Provide assistance to FDACS, as needed, to encourage landowners to enroll in BMPs. | Agricultural BMPs | Planned | 2019 | N/A | N/A | N/A | East Caloosahatchee | N/A | Not provided | TBD | Barron WCD | N/A | N/A | N/A | 26.7515 | -81.275
5162 | CALO | Barron WCD | N/A | BD-03 | Nutrient Controls | No application of fertilizer in district's rights-of-way. | Fertilizer Cessation | Completed | 2020 | 2020 | N/A | N/A | East Caloosahatchee | N/A | TBD | TBD | Barron WCD | N/A | N/A | N/A | 26.7515 | -81.275
5163 | CALO | Barron WCD | N/A | BD-04 | Canal/Ditch Bank Berms | Minimize sediment transport by constructing berms on top of canal/ditch banks and promoting vegetation cover. | Shoreline Stabilization | Planned | 2020 | N/A | N/A | N/A | East Caloosahatchee | N/A | TBD | TBD | Barron WCD | N/A | N/A | N/A | 26.7515 | -81.275
5164 | CALO | Barron WCD | N/A | BD-05 | Control Structures | Annual maintenance of water control structures. | Control Structure | Ongoing | 2021 | N/A | N/A | N/A | East Caloosahatchee | N/A | TBD | TBD | Barron WCD | N/A | N/A | N/A | 26.7515 | -81.275
5165 | CALO | Coordinating Agency | N/A | CA-01 | C-43 West Basin Storage Reservoir | Storage of 170,000 acre-feet of stormwater runoff and releases from Lake Okeechobee. It will reduce volume of lake discharges in wet season and provide freshwater flow to the estuary in dry season to aid in essential flows for more stable salinities. | Hydrologic Restoration | Underway | 2015 | 2023 | N/A | N/A | West Caloosahatchee | 10700 | 853335773 | 2200000 | USACE/ SFWMD/ Florida Legislature | USACE - $38,846,743/ SFWMD - $6,226,922/ Florida Legislature - $396,824,679 | N/A | N/A | 26.78637063 | -81.28874105
5166 | CALO | Coordinating Agency | N/A | CA-02 | Lake Hicpochee Storage and Shallow Hydrologic Enhancement, Phase 1 | Provide shallow water storage, rehydrate a portion of lake bed to promote habitat restoration storage, and increase capacity for ancillary water quality benefit. Project will deliver excess stormwater runoff from C-19 canal to north end of lake as needed. | Hydrologic Restoration | Completed | 2017 | 2019 | N/A | N/A | East Caloosahatchee | 670 | 17300590 | 114588 | SFWMD/ Florida Legislature | SFWMD - $12,395,150/ Florida Legislature - $4,905,440 | N/A | N/A | 26.81848578 | -81.14594202
5167 | CALO | Coordinating Agency | N/A | CA-03 | Lake Hicpochee Storage and Shallow Hydrologic Enhancement Expansion | Building on Phase I efforts, project will expand regional storage in the Caloosahatchee River Watershed and reduce flows lost to tide on over 2,600 acres of District lands. | Hydrologic Restoration | Planned | 2022 | 2025 | N/A | 3810.8294 | East Caloosahatchee | 2648 | 95231364 | TBD | SFWMD/ Florida Legislature | SFWMD - $27,043/ Florida Legislature - $1,500,000 | N/A | N/A | 26.81714529 | -81.14890318
4596 | STLU | Town of Sewall's Point | TBD | SP-33 | North and South TOSP Outfall Control Structures (15 Outfalls) | Add Control Structures. | Control Structure | Underway | Not provided | TBD | TBD | TBD | Primary BMAP Area | 370 | 1125000 | N/A | Town | TBD | TBD | Not provided | Incompatible Point | Incompatible Point
4597 | STLU | Town of Sewall's Point | TBD | SP-34 | South Sewall's Point Road - Phase 2 | Installation of exfiltration system/baffle boxes and STA. | BMP Treatment Train | Planned | Not provided | TBD | TBD | TBD | Primary BMAP Area | 63.9 | TBD | N/A | Town | TBD | TBD | Not provided | Incompatible Point | Incompatible Point
4598 | STLU | Town of Sewall's Point | TBD | SP-35 | South Sewall's Point Road - Phase 3 | Installation of exfiltration system/baffle boxes and STA. | BMP Treatment Train | Underway | 2020 | TBD | TBD | TBD | Primary BMAP Area | TBD | TBD | N/A | Town/ FEMA | TBD | TBD | Not provided | Incompatible Point | Incompatible Point
4607 | WEKR | FDOT District 5 | N/A | FDOT-16 | FM: 240200-2 | SR 429/46 (Wekiva Parkway) from E. of Wekiva River Rd. to Orange Blvd. (Wekiva Pakrway Section 7A). | On-line Retention BMPs | Underway | 2018 | 2022 | 39.7 | 5.3 | Outside Springshed | 33.8 | Not provided | Not provided | Florida Legislature | Not provided | N/A | Not provided | Not provided | Not provided
5137 | OKLA | City of Clermont | N/A | CLR03 | Education and Outreach Activities | Pamphlets and website provide information to local residents. Adopted landscaping, irrigation and pet waste management ordinances. | Education Efforts | Ongoing | Not provided | N/A | N/A | 1 | Palatlakaha River Basin | N/A | Not provided | Not provided | City of Clermont | Not provided | N/A | Not provided | 28.5523 | -81.7685
5138 | JESU | City of Oviedo | TBD | OV-13 | Phosphorus Removal Project(s) | Projects to achieve additional TP reductions - will be provided for first annual report. | Stormwater System Upgrade | Planned | TBD | TBD | TBD | 32 | N/A | TBD | TBD | TBD | TBD | TBD | N/A | Not provided | Not provided | Not provided
5139 | ORCR | ACEPD | City of Gainesville/ FDOT District 2/ SJRWMD | ALACHUA02-AS | Education Outreach Credit for Alachua Sink and Alachua Lake | Public education to promote stormwater nutrient reduction to protect groundwater and surface water resources, stressing importance of preventing nonpoint source pollution. | Education Efforts | Ongoing | 2002 | N/A | 1900 | TBD | Sweetwater Branch/ Paynes Prairie/ Alachua Sink Basin | N/A | N/A | 13333 | Gainesville Clean Water Partnership/ Alachua County/ City of Gainesville/ FDOT District 2/ SJRWMD | Not provided | N/A | Not provided | 29.6051403394043 | -82.3006485422366
5140 | ALAF | FDOT District 1 | N/A | FDOT1-01 | Street Sweeping | Street Sweeping. | FIB- Stormwater | Ongoing | Not provided | N/A | N/A | N/A | Alafia River Basin | N/A | Not provided | Not provided | Florida Legislature | Not provided | N/A | Not provided | 27.936186 | -82.118062
5141 | ALAF | Hillsborough County | DEP | HC-0006 | Turkey Creek Short-term Source ID Partnership | Source identification sampling conducted in partnership with DEP on priority areas. | FIB- Source Identification Activities | Completed | 2019 | 2019 | N/A | N/A | Spartman Branch, Turkey Creek | N/A | 3000 | TBD | Hillsborough County/ DEP | Hillsborough County - $3,000/ DEP - TBD | Not provided | Not provided | 27.937896 | -82.193975
5142 | ALAF | Hillsborough County | N/A | HC-0007 | Starlite MHP Illicit Discharge Removal | Remove illicit discharges/connections found within the Starlite MHP. | FIB- Source Identification Activities | Completed | 2019 | 2019 | N/A | N/A | Turkey Creek | N/A | N/A | N/A | N/A | N/A | N/A | Not provided | 27.94098 | -82.18702
3219 | STLU | City of Stuart | DEP | S-20 | CDS Units Throughout City | Hydrodynamic separators that capture, sediment, trap debris, and separate floating oils from runoff. CDS units are vacuum cleaned based on sediment depth inspections by city stormwater staff. | Hydrodynamic Separators | Completed | 2007 | 2014 | 0 | 12.7 | Primary BMAP Area | 65.9 | N/A | Not provided | City/ DEP | Not provided | G0083 | Not provided | 27.194503661 | -80.245839485
3220 | STLU | City of Stuart | DEP | S-19 | Baffle Boxes (22) Throughout City | Concrete structures containing a series of sediment settling chambers separated by baffles. Boxes are vacuum cleaned base on sediment depth inspection by city stormwater staff. | Baffle Boxes- First Generation | Completed | 2013 | 2014 | 27.3 | 20.9 | Primary BMAP Area | 474.9 | N/A | Not provided | City/ DEP | Not provided | G0083 | Not provided | 27.192436373 | -80.244520523
3221 | STLU | City of Stuart | N/A | S-06 | Sediment Removal from Storm Systems | Removal and proper disposal of sediment captured by catch basin inserts. | Catch Basin Inserts/Inlet Filter Cleanout | Ongoing | 2005 | N/A | 54 | 33 | Primary BMAP Area | N/A | N/A | 75000 | City | Not provided | N/A | Not provided | 27.193688 | -80.242651
3222 | STLU | City of Stuart | Martin County/ Healthy Rivers/ FCT/ DEP | S-17 | Haney Creek Project – Phase I - IV | Creation of flow-through marsh and multiple wetlands and control structures to address stormwater quality, environmental restoration and preservation, greenways, passive recreation, and environmental education. | Constructed Wetland Treatment | Completed | 2002 | 2016 | 736.9 | 223.7 | Primary BMAP Area | 626.4 | 4831411 | 9600 | Martin County/ Healthy Rivers/ FCT/ DEP | Not provided | WAP031 | Not provided | 27.234968789 | -80.259230067
3223 | STLU | Town of Sewall's Point | TOSP | SP-14 | Copaire | Installation of baffle box. | Baffle Boxes- First Generation | Completed | Not provided | 2002 | N/A | N/A | Primary BMAP Area | 1.8 | Not provided | N/A | Town/ SFWMD | Not provided | N/A | Not provided | Incompatible Point | Incompatible Point
3224 | STLU | City of Stuart | Martin Memorial Health Systems/ SFWMD | S-16 | Amerigo Avenue Drainage Improvements | Construction of dry retention areas to eliminate street flooding, provide water quality treatment, and TMDL reductions. | Dry Detention Pond | Completed | 2012 | 2014 | 70 | 11.3 | Primary BMAP Area | 9.9 | 679557 | Not provided | City/ Martin Memorial Health Systems/ SFWMD | Not provided | N/A | Not provided | 27.198681293 | -80.241794569
3225 | STLU | City of Stuart | N/A | S-15 | Eldorado Heights | Area of land within the south-central area of Stuart city limits that does not discharge to surface waterbody or adjacent basin. | Non-contributing Basin | Completed | 2009 | 2012 | 342 | 58.5 | Primary BMAP Area | 29.8 | 779000 | Not provided | City | Not provided | N/A | Not provided | 27.186667063 | -80.238788645
3226 | STLU | City of Stuart | DEP | S-14 | Neighborhood Initiated Sewer Expansion Program | Sewer expansion program to phase out septic tanks by expanding sewer service into areas of city using low pressure sewer system piping along road rights-of-way and individual residential grinder pump station at each home. | OSTDS Phase Out | Underway | 2005 | TBD | 1340.7 | N/A | Primary BMAP Area | N/A | 3200000 | Not provided | City/ DEP | Not provided | S0793/ S0821 | Not provided | 27.193688 | -80.242651
3916 | SILV | DEP – Division of State Lands | Marion County | S005 | Acquisition of Indian Lake State Forest | Purchase of 4,400 acres previously known as the Avatar Property. The forest is within the 2 and 10 year modeled capture areas and contains Indian Lake, a karst feature connected to the Upper Floridan aquifer, and numerous sinkholes. | Land Acquisition | Completed | 2007 | 2007 | N/A | N/A | Silver Springs PFA | 4400 | 78000000 | N/A | FCT/ Marion County | Not provided | N/A | Not provided | TBD | TBD
3991 | SILV | ACPCL | USDA/ FRPP | S111 | Higginbotham Ranch Acquisition | Conservation Easement Acquisition. No increase in surface runoff of pollutants due to land use change, continued aquifer recharge and ecosystem/habitat preservation. | Land Acquisition | Completed | 2014 | 2014 | N/A | N/A | Silver Springs Basin | 318 | 756000 | N/A | Wild Spaces and Public Places Surtax/ FRPP Cost-Share | Not provided | N/A | Not provided | TBD | TBD
3992 | SILV | ACPCL | USDA/ Farm & Ranch Land Protection Program (FRPP) | S110 | Cypress Point Creamery Land Acquisition | Conservation Easement Acquisition. No increase in surface runoff of pollutants due to land use change, continued aquifer recharge and ecosystem/habitat preservation. | Land Acquisition | Completed | 2014 | 2014 | N/A | N/A | Silver Springs Basin | 225 | 461000 | N/A | Wild Spaces and Public Places Surtax/ FRPP Cost-Share | Not provided | N/A | Not provided | TBD | TBD
3993 | SILV | Marion County Utilities | Not provided | S109 | Package Plant Abatement | Baseline Square, Truck stops at CR 326 and I75 package plants connected to central system. Removes 412 lbs TN/yr. | Wastewater Service Area Expansion | Completed | 2014 | 2015 | N/A | N/A | Silver Springs Basin | N/A | Not provided | Not provided | Not provided | Not provided | Not provided | Not provided | TBD | TBD
3994 | SILV | Villages Center CDD | CSU | S108 | CSU WWTP – SCADA | SCADA Installation and operation at the CSU plant and collection system lift stations. | WWTF Upgrade | Completed | 2012 | Prior to 2015 | N/A | N/A | Silver Springs Basin | N/A | Not provided | Not provided | CSU | Not provided | N/A | N/A | 28.882222 | -81.980278
4003 | SILV | Villages Center CDD | Sumter Landing CDD | S049 | Pond Maintenance | Pond maintenance to ensure optimal pollutant removal and verify performance is at design criteria by monthly checks and treating nuisance species such as algae, grasses, hydrilla, spike rush, duckweed, cattails, etc. as necessary. | Stormwater System Rehabilitation | Completed | 2000 | 2000 | N/A | N/A | Silver Springs Basin | N/A | N/A | Not provided | Village Center CCD/ Sumter Landing CDD | Not provided | N/A | N/A | TBD | TBD
4004 | SILV | Villages Center CDD | N/A | S048 | Staff Training | Train staff and certain subcontractors to aid in identification of illicit discharges as well as to reduce/eliminate illicit discharges and improper disposal of waste internally. | Education Efforts | Ongoing | 2010 | N/A | N/A | N/A | Silver Springs Basin | N/A | N/A | Not provided | Village Center CDD/ North Sumter County Utility Dependent District/ Sumter Landing CDD | Not provided | N/A | N/A | Not provided | Not provided
5070 | WEEK | Management Strategies | DEP | OSTDS-02 | Enhancement of Existing OSTDS - Required | Upgrade, replacement, modification, addition of effective nitrogen reducing features, initial connection to a central sewer system, or other action taken to comply with the OSTDS Remediation Plan for the group of systems identified for remediation. | Onsite Sewage Treatment and Disposal System (OSTDS) Enhancement | Planned | TBD | TBD | TBD | N/A | Inside PFA | N/A | TBD | N/A | DEP | TBD | TBD | Not provided | N/A | N/A
5127 | WACI | UF-IFAS | Agricultural Producers | IFAS-01 | Winter Forage Demonstration Plots | Established winter forage plots on farms in 2014, 2015, 2016, and 2017 to demonstrate the benefits of overseeding legumes on pastures to reduce dependence on nitrogen for winter forage production. Two field days were held in 2014 and 2016. | Agricultural BMPs | Completed | 2014 | 2017 | N/A | N/A | Jefferson County | Not provided | Not provided | N/A | Not provided | Not provided | N/A | 16/17-248 | Not provided | Not provided
5128 | WACI | UF-IFAS | Agricultural Producers/ Jefferson County Conservation District | IFAS-02 | Cover Crop Demonstrations | Established cover crop demonstrations on three farms . Demonstrations will reflect cover crops ability to reduce soil erosion, improve water filtration, recycle nutrients, make nitrogen, improve beneficial insect habitat, and improve soil health. | Agricultural BMPs | Underway | Not provided | TBD | TBD | N/A | Jefferson County | 130 | Not provided | N/A | Not provided | Not provided | N/A | 13/14-188 | Not provided | Not provided
5129 | WACI | Management Strategies | TBD | GC-01 | Golf Course Reduction Credits | 6 % BMP credit on golf course load to groundwater, assuming 100% BMP implementation by golf course owners. | Fertilizer Reduction | Planned | TBD | TBD | 19 | N/A | Basinwide | TBD | TBD | TBD | TBD | TBD | TBD | 18/19-212 | N/A | N/A
5130 | WACI | Management Strategies | TBD | SF-01 | Sports Field Reduction Credits | 10 % BMP credit on sports field load to groundwater, assuming 100% BMP implementation by sports field owners. | Fertilizer Reduction | Planned | TBD | TBD | 7 | N/A | Basinwide | TBD | TBD | TBD | TBD | TBD | TBD | 16/17-164 15/16-032 | N/A | N/A
3808 | WAKU | Talquin Electric | N/A | TEC-003 | Highway 267 Sewer | Highway 267sewer. Original credit of 2 lbs-TN/yr. Project was completed before 2013 and is not eligible for credit in the 2018 BMAP. | Sanitary Sewer and Wastewater Treatment Facility (WWTF) Maintenance | Completed | Not provided | Prior to 2013 | N/A | N/A | Inside Springshed | 3 | 400000 | N/A | N/A | N/A | N/A | Not provided | 30.53696874 | -84.59370053
3809 | WAKU | Talquin Electric | N/A | TEC-002 | Gadsden East WWTP | Gadsden East WWTP - Construct a treatment wetland by retrofitting three existing rapid infiltration basins and building additional treatment cells. | WWTF Disposal Site | Completed | Not provided | 2016 | 1882.2237 | N/A | Inside Springshed | 7.85 | 200000 | N/A | N/A | N/A | N/A | Not provided | 30.50956206 | -84.4625
3810 | WAKU | Talquin Electric | N/A | TEC-001 | Oyster Bay WWTP Abandonment | Oyster Bay WWTP abandonment. | WWTF Upgrade | Completed | Not provided | 2016 | 610.2503 | N/A | Inside Springshed | 2.61 | 750000 | N/A | N/A | N/A | N/A | Not provided | 30.082737 | -84.307587
3811 | WAKU | Tallahassee Community College | N/A | TCC-001 | Fertilizer Cessation | Fertilizer cessation. Project was completed before 2013 and is not eligible for credit in the 2018 BMAP. | Fertilizer Cessation | Completed | 2012 | Prior to 2013 | N/A | N/A | Inside Springshed | N/A | N/A | N/A | N/A | N/A | N/A | Not provided | Not provided | Not provided
3822 | WAKU | Wakulla County | N/A | WC-022 | Litter Regulations. Code of Ordinances Section 27.049 | Prohibits litter and dumping along roadways and waterways, and establishes penalties. | Regulations, Ordinances, and Guidelines | Ongoing | 1992 | N/A | 0 | N/A | PFA1, PFA2 | N/A | N/A | N/A | N/A | N/A | N/A | Not provided | 30.214699 | -84.32347
4347 | BIRL | City of Cape Canaveral | DEP | CC-40 | Parks Shoreline Restoration | Armor shorelines at two City parks. | Creating/ Enhancing Living Shoreline | Completed | 2016 | 2016 | N/A | N/A | B | 1 | 232664 | 1000 | City/ DEP | DEP - $65,600/ City - $167,064 | NF012 | N/A | 28.39453 | -80.619078
4348 | BIRL | Cape Canaveral Air Force Station | N/A | CCAFS-11 | WWTF Upgrade | Improved removal rates of nitrates, total nitrogen, and ammonia in plant effluent. | WWTF Upgrade | Completed | 2016 | 2018 | 10319.5554 | N/A | A | N/A | N/A | N/A | USAF | N/A | N/A | N/A | 28.499514 | -80.578536
4349 | BIRL | Cape Canaveral Air Force Station | N/A | CCAFS-12 | Shoreline Stabilization | 2 Projects: 4 miles on both sides of Titan Road and ITL Causeway and 1,000 ft near the South Gate Entrance. | Shoreline Stabilization | Planned | TBD | 2019 | TBD | TBD | A | N/A | 4000000 | N/A | USAF | N/A | N/A | N/A | 28.514362 | -80.591838
4350 | BIRL | City of Satellite Beach | DEP | SB-44 | Lori Laine Trunk Replacement | Replace main Lori Laine trunk. | BMP Treatment Train | Planned | 2022 | 2023 | 116.86 | 21.09 | B | 29.7 | 2195137 | 5000 | TBD | TBD | N/A | TBD | 28.1771708692046 | -80.598506971
4351 | BIRL | City of Satellite Beach | SJRWMD/ DEP | SB-45 | Lori Laine Outfall Treatment | Treat stormwater at Lori Laine outfall. | Baffle Boxes- Second Generation | Underway | 2021 | 2021 | 520.53 | 80.89 | B | 184 | 173707 | 6000 | City/ DEP/ SJRWMD | SJRWMD - $38,253 | N/A | 35760 | 28.175957611 | -80.606124459
4352 | BIRL | City of Satellite Beach | SJRWMD/ DEP | SB-46 | Elwood/Temple Facility Upgrade | Change existing dry pond to wet detention pond and divert stormwater to pond. | Wet Detention Pond | Underway | 2021 | 2021 | 65.13 | 23.35 | B | 35.06 | 43580 | 8000 | City/ DEP/ SJRWMD | SJRWMD - $38,253 | N/A | 35760 | 28.175758677 | -80.595020824
4353 | BIRL | City of Satellite Beach | SJRWMD/ DEP | SB-47 | Jackson Ct. Treatment Facility | Construct wet detention pond. | Wet Detention Pond | Underway | 2021 | 2021 | 55.72 | 9.06 | B | 12.13 | 232156 | 6000 | City/ DEP/ SJRWMD | SJRWMD - $38,253 | N/A | 35760 | 28.183968265 | -80.606885586
4354 | BIRL | City of Satellite Beach | SJRWMD/ DEP | SB-48 | Schechter Community Center Bioretention | Add bioretention to parking lot area. | LID- Rain Gardens | Underway | 2021 | 2021 | 23.68 | 3.94 | B | 1.94 | 116840 | 3000 | City/ DEP/ SJRWMD | SJRWMD - $38,253 | N/A | 35760 | 28.183968328 | -80.605286985
4355 | BIRL | City of Satellite Beach | TBD | SB-49 | Robert Way Diversion/Library Dry Retention | Divert Robert Way into dry detention pond. | Dry Detention Pond | Planned | TBD | 2024 | TBD | TBD | B | 14.1 | 150960 | TBD | TBD | TBD | N/A | TBD | 28.160671931 | -80.595155116
4356 | BIRL | City of Satellite Beach | TBD | SB-50 | Robin Way Diversion/Library Dry Retention | Divert Robin Way into dry detention pond. | Dry Detention Pond | Planned | TBD | 2025 | TBD | TBD | B | 19.13 | 151026 | TBD | TBD | TBD | N/A | TBD | 28.158832097 | -80.595198003
4357 | BIRL | City of Satellite Beach | TBD | SB-51 | Roosevelt BAM Filter | Add BAM filter to Roosevelt outfall baffle box. | Baffle Boxes- Second Generation with Media | Planned | TBD | 2025 | TBD | TBD | B | 240 | 93696 | TBD | TBD | TBD | N/A | TBD | 28.179543084 | -80.605100579
4358 | BIRL | City of Satellite Beach | TBD | SB-52 | South Ditch BAM Swales | Add BAM swales along South Ditch trunkline. | Biosorption Activated Media (BAM) | Planned | TBD | 2026 | TBD | TBD | B | 16.91 | 148580 | TBD | TBD | TBD | N/A | TBD | 28.157599866 | -80.588449789
4359 | BIRL | City of Satellite Beach | TBD | SB-53 | Sports Park Treatment | Install in-ditch BAM. | Biosorption Activated Media (BAM) | Planned | TBD | 2026 | TBD | TBD | B | 157 | 102292 | TBD | TBD | TBD | N/A | TBD | 28.157495369 | -80.597266981
4360 | BIRL | City of Satellite Beach | TBD | SB-54 | Glenwood Road Narrowing | Adding roadside swales to Glenwood. | Grass Swales without Swale Blocks or Raised Culverts | Planned | TBD | 2027 | TBD | TBD | B | 6 | 241868 | TBD | TBD | TBD | N/A | TBD | 28.175259831 | -80.592750391
4361 | BIRL | City of Satellite Beach | TBD | SB-55 | North Drainage BAM Filter | Add BAM filter to North Drainage baffle box. | Baffle Boxes- Second Generation with Media | Planned | TBD | 2028 | TBD | TBD | B | 107 | 138661 | TBD | TBD | TBD | N/A | TBD | 28.18552704 | -80.607468887
4362 | BIRL | City of Satellite Beach | TBD | SB-56 | Emerald Court Inlet Baskets | Insert inlet trap at the end of Emerald Court. | Catch Basin Inserts/Inlet Filter Cleanout | Planned | TBD | 2028 | TBD | TBD | B | 2 | 20815 | TBD | TBD | TBD | N/A | TBD | 28.185539 | -80.606876
4363 | BIRL | City of Satellite Beach | TBD | SB-57 | City Hall Pond Beemats/Living Shoreline | Install BeeMats and living shoreline along City Hall Pond area. | Floating Islands/ Managed Aquatic Plant Systems (MAPS) | Planned | TBD | 2028 | TBD | TBD | B | N/A | 40480 | TBD | TBD | TBD | N/A | TBD | 28.172158599 | -80.604497873
4364 | BIRL | City of Satellite Beach | TBD | SB-58 | Jamacia Pond Outfall BAM Filter | Adding BAM filters to Jamaica Pond outfalls. | Biosorption Activated Media (BAM) | Planned | TBD | 2028 | TBD | TBD | B | TBD | 69575 | TBD | TBD | TBD | N/A | TBD | 28.160118359 | -80.597833553
4365 | CALO | City of Cape Coral | N/A | CC-17 | Unit 8 – SE 47th Terrace Streetscape Improvements Club Square | Suntree Technologies Skimboss and Bold and Gold Media - Club Square. | Baffle Boxes- Second Generation with Media | Completed | Not provided | 2018 | TBD | TBD | Tidal Caloosahatchee | 5 | Not provided | Not provided | City of Cape Coral | Not provided | N/A | N/A | 26.564589 | -81.95807
4366 | CALO | City of Cape Coral | City of Fort Myers | CC-18 | Ft Myers Cape Coral Wastewater Pipeline | Elimination of wastewater treatment plant effluent discharges to the river from Ft Myers by conveying wastewater to Cape Coral for reuse in Cape Coral water reclamation system. | WWTF Diversion to Reuse | Planned | Not provided | TBD | TBD | TBD | Tidal Caloosahatchee | N/A | Not provided | Not provided | City of Cape Coral | Not provided | N/A | N/A | 26.59652977 | -81.88976826
4367 | CALO | FDOT District 1 | N/A | FDOT-26 | SR 82 from Lee Blvd to Shawnee Road | Funding Partnership with LAMSID (formerly known as [fka] ECWCD) for SW Weirs Project. | Control Structure | Completed | Not provided | 2017 | N/A | N/A | Tidal Caloosahatchee | Not provided | Not provided | Not provided | FDOT/ DEP/ LA-MSID | Not provided | N/A | N/A | 26.58864573 | -81.72949828
4368 | CALO | FDOT District 1 | N/A | FDOT-27 | SR 82 from Lee Blvd to Shawnee Road | Funding Partnership with LAMSID (fka ECWCD) for West Marsh Preserve. | Stormwater Treatment Areas (STAs) | Underway | 2017 | 2020 | N/A | N/A | Tidal Caloosahatchee | Not provided | Not provided | Not provided | FDOT/ DEP/ LA-MSID | Not provided | N/A | N/A | 26.5865146 | -81.72469713
4423 | LSJM | Smurfit-Stone Container | WestRock CP, LLC | SS-25 | Smurfit-Stone | Inlet aeration pond cleaning. | Sanitary Sewer and Wastewater Treatment Facility (WWTF) Maintenance | Completed | 2018 | 2018 | N/A | N/A | Marine | 3.5 | 160934 | 0 | WestRock CP, LLC | $160,934 | N/A | N/A | 30.423305 | -81.596194
4424 | LSJM | Smurfit-Stone Container | WestRock CP, LLC | SS-26 | Smurfit-Stone | Routine WWTF maintenance. | Sanitary Sewer and Wastewater Treatment Facility (WWTF) Maintenance | Ongoing | 2018 | N/A | N/A | N/A | Marine | 67 | 243327.3236 | 241723.86 | WestRock CP, LLC | $485,051 | N/A | N/A | 30.423305 | -81.596194
4425 | LSJT | City of Atlantic Beach | N/A | AB-147 | Oak Harbor Sewer Main Lining | Installed approx. 6900 LF of gravity cured in place pipe lining. | FIB- Sanitary Sewer | Completed | Not provided | 2018 | N/A | N/A | Sherman Creek | Not provided | 223000 | N/A | Atlantic Beach | Not provided | Not provided | Not provided | Not provided | Not provided
4426 | LSJT | City of Atlantic Beach | N/A | AB-148 | Seminole Road S. Drainage Improvements | Design Phase. | FIB- Stormwater | Completed | Not provided | 2020 | N/A | N/A | Sherman Creek | Not provided | 54000 | N/A | Atlantic Beach | Atlantic Beach - $54,000 | Not provided | Not provided | Not provided | Not provided
4427 | LSJT | City of Atlantic Beach | N/A | AB-149 | Aquatic Drive Stormwater Improvements | Design Phase. | FIB- Stormwater | Underway | Not provided | 2020 | N/A | N/A | Hopkins Creek | Not provided | 322000 | TBD | Atlantic Beach/ FEMA | Atlantic Beach - $80,500/ FEMA - $241,500 | Not provided | Not provided | Not provided | Not provided
4428 | LSJT | City of Atlantic Beach | N/A | AB-150 | Seminole Road Ditch Restoration | Design Phase. | FIB- Stormwater | Completed | Not provided | 2019 | N/A | N/A | Sherman Creek | Not provided | TBD | N/A | Atlantic Beach | Not provided | Not provided | Not provided | Not provided | Not provided
4480 | OKLA | SJRWMD | Orange Bend Harvesting | GRIF34 | Precision fertilizer application | Variable rate fertilizer equipment on citrus. | Agricultural BMPs | Completed | 2017 | 2017 | 523.2 | 114.3 | Lake Griffin Basin | 146 | 49608 | Not provided | SJRWMD | $37,206 | N/A | 30018 | 28.868867 | -81.806098
4481 | OKLA | SJRWMD | Orange Bend Harvesting | GRIF35 | Precision fertilizer application | Variable rate fertilizer application with CC-Eye technology. | Agricultural BMPs | Completed | 2016 | 2016 | 1592.7 | 285.9 | Lake Griffin Basin | 110 | 88872 | Not provided | SJRWMD | $66,654 | N/A | 28660 | 28.86431 | -81.804274
4482 | OKLA | SJRWMD | Spring Valley Farms | GRIF36 | Irrigation Conversion | Convert from overhead to drip irrigation. | Agricultural BMPs | Completed | 2015 | 2016 | 737.7 | 108 | Lake Griffin Basin | 75 | 182543 | Not provided | SJRWMD | $164,289 | N/A | 28332 | 28.965681 | -81.778532
4483 | OKLA | City of Fruitland Park | Not provided | GRIF37 | Fruitland Park WWTF Decommissioning | Remove existing WWTF from service. Construction of lift station to allow transfer of wastewater to Lady Lake for treatment. Improved treatment at Lady Lake facility. | WWTF Upgrade | Underway | 2016 | 2020 | N/A | N/A | Lake Griffin Basin | N/A | 1500000 | Not provided | Not provided | Not provided | N/A | Not provided | Incompatible Point | Incompatible Point
4484 | OKLA | SJRWMD | Caldwell Citrus Groves | HAR28 | Precision fertilizer application | Variable rate fertilizer spreader with CC-Eye Technology. | Agricultural BMPs | Completed | 2016 | 2016 | 488.4 | 87.6 | Lake Harris Basin | 112 | 99519 | Not provided | SJRWMD | $74,639 | N/A | 28659 | 28.791147 | -81.771493
4485 | OKLA | SJRWMD | Caldwell Citrus Groves | HAR29 | Irrigation Conversion | Convert from micro-jet to drip irrigation for citrus. | Agricultural BMPs | Completed | 2019 | 2019 | 56 | 12 | Lake Harris Basin | 103 | 223821 | Not provided | SJRWMD | $167,866 | N/A | 33666 | 28.790875 | -81.771533
4486 | OKLA | SJRWMD | Caldwell Citrus Groves | HAR30 | Mobile fertigation | Purchase and implement a mobile fertigation system for citrus. | Agricultural BMPs | Completed | 2018 | 2019 | 80 | 17 | Lake Harris Basin | 103 | 13682 | Not provided | SJRWMD | $10,261 | N/A | 33668 | 28.790875 | -81.771533
5533 | WEKR | City of Ocoee | N/A | O-35 | E. Oakland Avenue Baffle Box | Stormwater Retrofit to serve approximately 15 acres of City Hall/Lakeshore Center Parking areas discharging untreated stormwater runoff to Starke Lake. | Baffle Boxes- Second Generation | Underway | Not provided | 2020 | 3.6638 | N/A | Inside Springshed | 15 | 250000 | TBD | City of Ocoee Stormwater Utility Fund | N/A | N/A | Not provided | 28.57058 | -81.542349
5534 | WEKR | City of Orlando | N/A | ORL-33 | BMP Cleanout | 4,523 cubic feet per year of material collected from stormlines and BMP structures. | BMP Cleanout | Ongoing | N/A | N/A | 335.823 | 136.276 | Outside Springshed | N/A | Not provided | Not provided | City of Orlando | Not provided | N/A | Not provided | Not provided | Not provided
5388 | OKLA | SJRWMD | Cherrylake Inc. | PAL36 | Precision fertilizer application | Variable rate spreaders with Lidar technology. | Agricultural BMPs | Completed | 2019 | 2020 | 4037 | 493 | Palatlakaha River Basin | 855 | 111013 | Not provided | Cherrylake Inc./ SJRWMD | Cherrylake Inc. - $27,753/ SJRWMD - $83,260 | N/A | 35158 | 28.590633 | -81.841778
5389 | OKLA | SJRWMD | Hooper's Landscape and Nursery | HAR37 | Irrigation Conversion | Irrigation retrofit, weather station and soil moisture sensors. | Agricultural BMPs | Completed | 2019 | 2020 | 86 | 19 | Lake Harris Basin | 13 | 50216 | Not provided | SJRWMD | $37,662 | N/A | 35159 | 28.713871 | -81.819518
5390 | OKLA | SJRWMD | Lake Jem Farms Inc. | BCL06 | Irrigation Retrofit And Variable Rate Fertilizer | Install surface water pump to convert to surface water, convert to linear overhead system and purchase variable rate fertilizer equipment. | Agricultural BMPs | Completed | 2019 | 2020 | 816 | 90 | Lake Beauclair Basin | 220 | 230739 | Not provided | SJRWMD | $173,055 | N/A | 35160 | 28.762933 | -81.670904
5391 | OKLA | SJRWMD | May and Whitaker Family Partnership | YALE11 | Precision fertilizer application | Purchase and implement hoop boom sprayer. | Agricultural BMPs | Completed | 2019 | 2020 | 2274 | 473 | Lake Yale Basin | 350 | 59923 | Not provided | May and Whitaker Family Partnership/ SJRWMD | May and Whitaker Family Partnership - $14,980/ SJRWMD - $44,943 | N/A | 35161 | 28.900594 | -81.743154
5392 | OKLA | SJRWMD | Orange Bend Harvesting | HAR38 | Precision fertilizer application | Variable rate spreader with GPS technology. | Agricultural BMPs | Completed | 2020 | 2020 | 126 | 32 | Lake Harris Basin | 225 | 50339 | Not provided | SJRWMD | $37,754 | N/A | 35183 | 28.79373 | -81.776975
5393 | OKLA | SJRWMD | Wild Goose Farms | GRIF44 | Precision fertilizer application | Variable rate spreader with GPS technology. | Agricultural BMPs | Completed | 2020 | 2020 | 84 | 62 | Lake Griffin Basin | 113 | 29997 | Not provided | SJRWMD | $22,483 | N/A | 35184 | 28.965489 | -81.77808
4872 | OKEE | Coordinating Agency | N/A | CA-19 | Alternative Water Supply Projects – Four K Ranch, Inc., Lippincott Farm | Stormwater recycling project. | Stormwater Reuse | Completed | Not provided | 2010 | N/A | 4.1 | Lower Kissimmee | Not provided | Not provided | Not provided | Not provided | Not provided | N/A | N/A | Not provided | Not provided
3227 | STLU | City of Stuart | N/A | S-13 | South Fork Drainage Basin | There are 2 1st-generation baffle boxes in northwest portion of basin and 1 unimproved ditch along south side of SE Ruhnkee St. that flows to wooded area on west side of basin boundary within city jurisdiction. | Baffle Boxes- First Generation | Completed | 2000 | 2002 | 14.7 | 12.1 | Primary BMAP Area | 662.8 | Not provided | Not provided | City | Not provided | N/A | Not provided | 27.17225765 | -80.249962432
3228 | STLU | City of Stuart | N/A | S-07 | Education Program | FYN Program. City ordinances for landscaping, irrigation, fertilizer, and pet waste management. City stormwater website. Stormwater calendars. Pollution prevention information posted on electronic billboards 365 days/year from 12 PM to 1 PM. | Education Efforts | Ongoing | 2005 | N/A | 2202.4 | 370.5 | Primary BMAP Area | N/A | 30150 | Not provided | City | Not provided | N/A | Not provided | Not provided | Not provided
3229 | STLU | City of Stuart | N/A | S-18 | Nondischarge Areas | Area within eastern city limits with no stormwater infrastructure and no outfalls discharging to adjacent basin. | Non-contributing Basin | Completed | 2013 | 2014 | 2385.6 | 412.1 | Primary BMAP Area | 217.6 | N/A | N/A | City | Not provided | N/A | Not provided | 27.197101366 | -80.231211439
3230 | STLU | Town of Sewall's Point | N/A | SP-22 | Island Road | Installation of exfiltration pipe with baffle box. | Baffle Boxes- First Generation | Completed | Not provided | 2002 | N/A | N/A | Special Project BMAP Area | 4.9 | Not provided | N/A | Town | Not provided | N/A | Not provided | Incompatible Point | Incompatible Point
3231 | STLU | City of Stuart | SFWMD/ Healthy Rivers | S-08 | North Point CRA Drainage Basin | There is 1 existing 1st-generation baffle box and street sweeping in basin, existing FDOT swale along basin's east boundary, and 2 FDOT retention/detention ponds near the Roosevelt Bridge. | Baffle Boxes- First Generation | Completed | 2000 | 2002 | 4 | 3 | Primary BMAP Area | 1083.8 | 1339000 | Not provided | City/ SFWMD/ Healthy Rivers | Not provided | N/A | Not provided | 27.230531774 | -80.271517506
3232 | STLU | City of Stuart | DEP/ Florida Inland Navigation District (FIND)/ Healthy Rivers | S-09 | Anchorage Drainage Basin | There is 1 existing 1st-generation baffle box and 3 FDOT dry detention ponds in basin. Ponds receive runoff from roadways and portion of Roosevelt Bridge. Street swept in basin. | Baffle Boxes- First Generation | Completed | 2000 | 2002 | 0.5 | 0.7 | Primary BMAP Area | 21.3 | 766500 | Not provided | City/ DEP/ FIND/ Healthy Rivers | Not provided | Not provided | Not provided | 27.19953647 | -80.257368466
3233 | STLU | City of Stuart | DEP | S-10 | Downtown Drainage Basin | Drainage basin contains 4 1st-generation baffle boxes and 4 CDS units installed between 2000 and 2012; 3 catch basin filter baskets installed in 2010-11. Streets swept 12 times per month. | Baffle Boxes- First Generation | Completed | 2000 | 2012 | 7 | 5 | Primary BMAP Area | 116.6 | 275000 | Not provided | City/ DEP | Not provided | G0083 | Not provided | 27.198130131 | -80.249010429
3234 | STLU | City of Stuart | DEP | S-11 | Hildebrad Basin | 1 CDS unit and 7 catch basin filter baskets installed in 2010-11; includes street sweeping in basin. | Hydrodynamic Separators | Completed | 2009 | 2011 | 0 | 12.6 | Primary BMAP Area | 66.9 | 388480 | Not provided | City/ DEP | Not provided | G0083 | Not provided | 27.199007848 | -80.240025375
3235 | STLU | Town of Sewall's Point | N/A | SP-27 | Extend Pedway/Greenway | Extension of existing pervious pedway by 9,000 LF to include pervious pavers and exfiltration. | BMP Treatment Train | Completed | Not provided | 2016 | N/A | N/A | Special Project BMAP Area | 28.2 | 201482.83 | N/A | Town | Not provided | N/A | Not provided | Incompatible Point | Incompatible Point
3236 | STLU | Town of Sewall's Point | SFWMD | SP-26 | High Point Exfiltration | Installation of exfiltration/swales. | BMP Treatment Train | Completed | N/A | 2014 | N/A | N/A | Special Project BMAP Area | 6.4 | Not provided | N/A | Town/ SFWMD | Not provided | N/A | Not provided | 27.1746 | -80.1906
3246 | STLU | Town of Sewall's Point | DEP/ SFWMD | SP-16 | Pedway/ Greenway | Installation of exfiltration/ pervious paver sidewalk. | BMP Treatment Train | Completed | Not provided | 2014 | N/A | N/A | Primary BMAP Area | 1.6 | Not provided | N/A | Town/ DEP/ SFWMD | Not provided | G0333 | Not provided | Incompatible Point | Incompatible Point
3247 | STLU | Town of Sewall's Point | TOSP | SP-15 | Homewood Park/South Sewall's Point Road | Installation of retention area with pervious Flexi-Pave and exfiltration pipe. | On-line Retention BMPs | Completed | Not provided | 2009 | N/A | N/A | Primary BMAP Area | 13.9 | Not provided | N/A | Town/ SFWMD | Not provided | N/A | Not provided | Incompatible Point | Incompatible Point
3248 | STLU | City of Stuart | N/A | S-12 | Landfill Basin | Landfill closed; ongoing groundwater monitoring, zero discharge. Closed basin with no outfall. | 100% On-site Retention | Completed | 1996 | 2013 | 539.2 | 95.4 | Primary BMAP Area | 71 | 29144 | Not provided | City | Not provided | N/A | Not provided | 27.172012945 | -80.238959588
3249 | STLU | Town of Sewall's Point | SFWMD | SP-24 | Mandalay (Marguerita) | Installation of baffle box. | Baffle Boxes- First Generation | Completed | Not provided | 2000 | N/A | N/A | Special Project BMAP Area | 15.4 | Not provided | N/A | Town/ SFWMD | Not provided | N/A | Not provided | 27.1813 | -80.4787
3250 | STLU | City of Port St. Lucie | SLWSD | PSL-24 | SLWSD Catch Basin Cleaning | Project moved to new entity (SLWSD). | Catch Basin Inserts/Inlet Filter Cleanout | Canceled | N/A | N/A | N/A | N/A | Primary BMAP Area | N/A | N/A | N/A | N/A | N/A | N/A | Not provided | N/A | N/A
3251 | STLU | City of Port St. Lucie | N/A | PSL-26 | Evergreen Basin (D-11) | Installation of 2nd-generation baffle box. | Baffle Boxes- Second Generation | Completed | 2014 | 2015 | 538.8 | 74.1 | Primary BMAP Area | 241.4 | 108942 | 20000 | City | City - $108,942 | N/A | N/A | 27.305047201 | -80.325432333
3252 | STLU | City of Stuart | DEP/ SFWMD | S-04 | Krueger Creek Project | Removal of "ooze" sediments and installation of 4 baffle boxes plus 2 CDS units in 2010. | Baffle Boxes- First Generation | Completed | 1999 | 2001 | 17.6 | 13.6 | Primary BMAP Area | 309.6 | 432000 | Not provided | City/ SFWMD/ DEP | Not provided | WAP015/ G0083 | Not provided | 27.193965308 | -80.232374564
3253 | STLU | City of Stuart | SFWMD | S-03 | Crescent Basin Project | Stormwater retention through three first generation baffle boxes. | On-line Retention BMPs | Completed | 2000 | 2003 | 501.8 | 83.1 | Primary BMAP Area | 58.5 | 180000 | Not provided | City/ SFWMD | Not provided | N/A | Not provided | 27.192729406 | -80.25904211
3263 | STLU | City of Port St. Lucie | SLWSD | PSL-33 | Lake Harvey | Project moved to new entity (SLWSD). | Hydrologic Restoration | Canceled | N/A | 2017 | N/A | N/A | Primary BMAP Area | N/A | N/A | N/A | N/A | N/A | N/A | Not provided | 27.318931853 | -80.380667308
3264 | STLU | City of Port St. Lucie | N/A | PSL-32 | Veterans Memorial Water Quality Retrofit, Project 1 and 2 | Installing control structures, digging ponds, and increasing storage. | BMP Treatment Train | Completed | 2017 | 2018 | 5087.4 | 1555.7 | Primary BMAP Area | 1065 | 3834193 | N/A | City/ SFWMD | City - $112,145/ SFWMD - $125,000 | N/A | 4600003553 | 27.290921771 | -80.305408894
3265 | STLU | City of Port St. Lucie | DEP/ SFWMD | PSL-31 | St. Lucie River/C-23 Water Quality Project Phases I – VI | Water Farming Project – Pumps water from SFWMD C-23 Canal onto property for storage and retains rainfall on multiple phases of project. | Dispersed Water Management (DWM) | Underway | 2017 | 2023 | 36011 | 8207 | Primary BMAP Area | TBD | 16608025 | 180640 | City/ DEP/ SFWMD/ IRL | City - $10,552,596/ DEP - $3,295,429/ SFWMD - $1,200,000/ IRL - $300,000 | NF028/ LP56031/ LP56030 | 4600003552/ 4600004145/ IRL2018-16 | 27.213382951 | -80.510569773
3266 | STLU | City of Port St. Lucie | DEP/ SLWSD | PSL-30 | SLWSD Water Management Improvement Project | Project moved to new entity (SLWSD). | Wet Detention Pond | Canceled | N/A | 2016 | N/A | N/A | Primary BMAP Area | N/A | N/A | N/A | N/A | N/A | N/A | Not provided | 27.306197412 | -80.375730336
3267 | STLU | City of Port St. Lucie | N/A | PSL-29 | Walters Basin (D-12) | Installation of 2nd-generation baffle box. | Baffle Boxes- Second Generation | Completed | 2014 | 2015 | 403.6 | 55.6 | Primary BMAP Area | 32 | 138934 | 20000 | City | City - $138,934 | N/A | N/A | 27.296195623 | -80.322082981
3268 | STLU | City of Port St. Lucie | SFWMD | PSL-28 | Streamlet/Manth Basin (D-21) | Installation of 2nd-generation baffle box. | Baffle Boxes- Second Generation | Completed | 2014 | 2015 | 93.8 | 12.9 | Primary BMAP Area | 89 | 108302 | 20000 | City/ SFWMD | City - $74,968/ SFWMD - $33,334 | N/A | 4600002758 | 27.283698954 | -80.327469639
3269 | STLU | City of Port St. Lucie | SFWMD | PSL-27 | Lansdown Basin (D-14) | Installation of 2nd-generation baffle box. | Baffle Boxes- Second Generation | Completed | 2014 | 2015 | 253.9 | 35 | Primary BMAP Area | 189 | 134155 | 20000 | City/ SFWMD | City - $100,223/ SFWMD - $33,333 | N/A | 4600002758 | 27.292579227 | -80.324295211
3270 | STLU | City of Port St. Lucie | N/A | PSL-22 | Bur St. STA | Landscape irrigation is drawn from stormwater in channel/pond/STA. | Stormwater Reuse | Completed | Prior to 2013 | Prior to 2013 | 0 | 0 | Primary BMAP Area | N/A | N/A | N/A | City | N/A | N/A | N/A | 27.250210467 | -80.286209134
3271 | STLU | Town of Sewall's Point | MCU/ TOSP | SP-32 | North Septic Tank Elimination - Phase I | Conversion of existing septic tanks to sanitary sewer. | OSTDS Phase Out | Completed | 2018 | 2020 | TBD | N/A | Primary BMAP Area | 140 | 500000 | N/A | Town/ Florida Legislature | Not provided | N/A | Not provided | Incompatible Point | Incompatible Point
3299 | STLU | City of Fort Pierce | DEP | FP-01 | Indian Hills Recreation Area (Phase I) Stormwater Improvements | Treatment train of 6 different BMPs are joined to improve water quality of stormwater runoff discharging into IRL. Also known as Heathcote Botanical Gardens Treatment Train. | BMP Treatment Train | Completed | N/A | 2015 | N/A | N/A | Special Project BMAP Area | 1242 | 3000000 | 113000 | DEP | $1,410,000 | SO579 | Not provided | Incompatible Point | Incompatible Point
3300 | STLU | Martin County | FDOT | MC-21 | FM# 230978-1 Indian St. Bridge (Pond East) | A surface water management system serving 62.06 acres of roadway development. | Dry Detention Pond | Completed | 2011 | 2014 | 11.7 | 2 | Primary BMAP Area | 20.7 | Not provided | Not provided | Not provided | Not provided | N/A | Not provided | 27.157597992 | -80.245083514
3301 | STLU | FDOT District 4 | N/A | FDOT-58 | FM# 432705-1 | Road widening of SR 710 from north of Indiantown Rd to just south of bridge over C-44 Canal. | Grass swales without swale blocks or raised culverts | Underway | 2017 | 2021 | 8.3 | 0.3 | Primary BMAP Area | 121.39 | Not provided | Not provided | Florida Legislature | Not provided | N/A | N/A | 26.983533177 | -80.41240744
3302 | STLU | City of Fort Pierce | N/A | FP-13 | Mechanical Removal of Water Lettuce at Moore's Creek Between N 10th St. and N 13th St. | Mechanical removal of water lettuce at Moore's Creek between N 10th Street and N 13th Street. | Aquatic Vegetation Harvesting | Ongoing | Not provided | N/A | N/A | N/A | Special Project BMAP Area | 0.035262 | 10740 | N/A | Not provided | Not provided | N/A | Not provided | Not provided | Not provided
3303 | STLU | FDOT District 4 | N/A | FDOT-56 | 422641-3 SR 76 Widening from I-95 to Monterey Rd. Pond 8 | Road widening on SR 76 from I-95 to Monterey Rd. | Wet Detention Pond | Completed | 2016 | 2019 | 7.9 | 2.2 | Primary BMAP Area | 10.58 | Not provided | Not provided | Florida Legislature | Not provided | N/A | N/A | 27.162821817 | -80.248754138
3304 | STLU | FDOT District 4 | N/A | FDOT-55 | 422641-3 SR 76 Widening from I-95 to Monterey Rd. Pond 4 | Road widening on SR 76 from I-95 to Monterey Rd. | Wet Detention Pond | Completed | 2016 | 2019 | 8.1 | 2 | Primary BMAP Area | 11.98 | Not provided | Not provided | Florida Legislature | Not provided | N/A | N/A | 27.150406948 | -80.244763623
3305 | STLU | FDOT District 4 | N/A | FDOT-54 | 422641-3 SR 76 Widening from I-95 to Monterey Rd. Pond 3 | Road widening on SR 76 from I-95 to Monterey Rd. | Wet Detention Pond | Completed | 2016 | 2019 | 16 | 3.8 | Primary BMAP Area | 24.75 | Not provided | Not provided | Florida Legislature | Not provided | N/A | N/A | 27.137275111 | -80.248842281
3306 | STLU | FDOT District 4 | N/A | FDOT-53 | 422641-3 SR 76 Widening from I-95 to Monterey Rd. Pond 2B | Road widening on SR 76 from I-95 to Monterey Rd. | Wet Detention Pond | Completed | 2016 | 2019 | 9 | 1.8 | Primary BMAP Area | 14.58 | Not provided | Not provided | Florida Legislature | Not provided | N/A | N/A | 27.125409054 | -80.252190527
3307 | STLU | FDOT District 4 | N/A | FDOT-52 | 422641-3 SR 76 Widening from I-95 to Monterey Rd. Pond 2A | Road widening on SR 76 from I-95 to Monterey Rd. | Wet Detention Pond | Completed | 2016 | 2019 | 4.5 | 1 | Primary BMAP Area | 7.22 | Not provided | Not provided | Florida Legislature | Not provided | N/A | N/A | 27.119555235 | -80.253154783
3308 | STLU | FDOT District 4 | N/A | FDOT-51 | 422641-3 SR 76 Widening from I-95 to Monterey Rd. Pond 1 | Road widening on SR 76 from I-95 to Monterey Rd. | Dry Detention Pond | Completed | 2016 | 2019 | 3.9 | 0.6 | Primary BMAP Area | 4.65 | Not provided | Not provided | Florida Legislature | Not provided | N/A | N/A | 27.115313854 | -80.254787277
3309 | STLU | FDOT District 4 | N/A | FDOT-50 | 230978-2 CR 714 Martin Hwy. Widening – Wetlands Basin | Road widening on CR 714 (Martin Hwy.) from east of Turnpike to just west of Mapp Rd. | Wet Detention Pond | Completed | 2016 | 2016 | 9.2 | 2.6 | Primary BMAP Area | 12.11 | Not provided | Not provided | Florida Legislature | Not provided | N/A | N/A | 27.161184846 | -80.277670351
3310 | STLU | FDOT District 4 | N/A | FDOT-49 | 230978-2 CR 714 Martin Highway Widening – Danforth Basin | Road widening on CR 714 (Martin Hwy.) from east of Turnpike to just west of Mapp Rd. | Wet Detention Pond | Completed | 2014 | 2016 | 14.9 | 4.6 | Primary BMAP Area | 16.8 | Not provided | Not provided | Florida Legislature | Not provided | N/A | N/A | 27.161326623 | -80.292272978
3311 | STLU | FDOT District 4 | St. Lucie County | FDOT-48 | 231440-2 Midway Rd. Widening, 25th St. to US 1 (Pond 5) | Road widening on Midway Rd. from SR 68 to SR 5. | Wet Detention Pond | Underway | 2016 | 2020 | 0.8 | 2.5 | Primary BMAP Area | 11.1 | Not provided | Not provided | Florida Legislature | Not provided | N/A | N/A | 27.374149653 | -80.329018774
3312 | STLU | FDOT District 4 | St. Lucie County | FDOT-47 | 231440-2 Midway Rd. Widening, 25th St. to US 1 (Pond 3 and 4) | Road widening on Midway Rd. from SR 68 to SR 5. | Wet Detention Pond | Underway | 2016 | 2020 | 1.1 | 5.1 | Primary BMAP Area | 14.19 | Not provided | Not provided | Florida Legislature | Not provided | N/A | N/A | 27.374424107 | -80.337567849
3313 | STLU | FDOT District 4 | N/A | FDOT-59 | FM# 432705-1 | Road widening of SR 710 from north of Indiantown Rd to just south C-44 Canal bridge. | Grass swales without swale blocks or raised culverts | Underway | 2017 | 2021 | 3 | 0.6 | Primary BMAP Area | 37.66 | Not provided | Not provided | Florida Legislature | Not provided | N/A | N/A | 26.983533177 | -80.41240744
3314 | STLU | Martin County | SFWMD/ DEP | MC-08 | Rio/St. Lucie- Water Quality Retrofit -Phase 2 | 5.1 ac-ft of additional water quality treatment and control structures on existing lakes (0.7 inches). | Wet Detention Pond | Completed | Not provided | 2008 | 427.9 | 123.9 | Primary BMAP Area | 119.8 | 998170 | Not provided | DEP | $776,170 | OT050685 | Not provided | 27.227401373 | -80.223923333
3323 | STLU | Martin County | SFWMD/ DEP/ FEMA | MC-12 | Old Palm City Water Quality Retrofit Phases I, II, and III | 8.1 ac-ft of water quality treatment (0.51 inches). | BMP Treatment Train | Completed | Not provided | 2004 | 597 | 177.3 | Primary BMAP Area | 141.4 | 4576473 | Not provided | DEP/ SFWMD/ FEMA | DEP - $851,156/ SFWMD - $1,200,000/ FEMA - $593,553 | G0034/ OT060148 | Not provided | 27.165251381 | -80.266253501
3324 | STLU | Martin County | SFWMD/ DEP | MC-11 | Fern Creek Water Quality Retrofit | 29.8 ac-ft of water quality treatment (0.81 inches). | BMP Treatment Train | Completed | Not provided | 2005 | 1828.1 | 589.9 | Primary BMAP Area | 607.1 | 2660200 | Not provided | DEP | $761,141 | SO078/ WAP027 | Not provided | 27.126096671 | -80.241885299
3325 | STLU | City of Fort Pierce | DEP | FP-11 | Indian Hills Recreation Area (Phase II) Stormwater Improvements | Reestablishment of wetlands and pervious paver parking areas. | Wetland Restoration | Completed | N/A | 2016 | TBD | TBD | Primary BMAP Area | 61 | 2337485 | Not provided | DEP | $1,410,000 | S0579 | Not provided | 27.412726 | -80.327623
3326 | STLU | Martin County | SFWMD/ DEP | MC-09 | Salerno Creek Water Quality Retrofit | 54.5 ac-ft of water quality treatment (1.03 inches). | BMP Treatment Train | Completed | Not provided | 2003 | 1110 | 338 | Primary BMAP Area | 207.9 | 4715074 | Not provided | DEP | $1,541,568 | OT060149/ WAP068/ WM800/ SP379 | Not provided | 27.138610073 | -80.216899942
3327 | STLU | City of Fort Pierce | N/A | FP-12 | Ave. F (US Hwy. 1 to 6th Street) | Drainage improvements along Avenue F will include curb inlets, 100 linear feet (LF) of exfiltration trench, complete curb replacement, and roadway resurfacing. | Exfiltration Trench | Completed | N/A | 2017 | N/A | N/A | Special Project BMAP Area | Not provided | 186327.373 | Not provided | Not provided | Not provided | N/A | Not provided | 27.420930326 | -80.333619746
3328 | STLU | Martin County | SFWMD/ DEP | MC-07 | Rio/St. Lucie- Water Quality Retrofit -Phase 1 | 3.0 ac-ft of water quality treatment (0.35 inches). | BMP Treatment Train | Completed | Not provided | 2006 | 71 | 11.8 | Primary BMAP Area | 8.1 | 354161 | Not provided | DEP | $300,179 | SO100 | Not provided | 27.228846859 | -80.22329706
3329 | STLU | Martin County | SFWMD/ DEP | MC-06 | Manatee Creek Water Quality Retrofit Phases I, II, and III | 30.4 ac-ft of water quality treatment (0.44 inches). | BMP Treatment Train | Completed | 2009 | 2012 | 54.1 | 20.9 | Primary BMAP Area | 16 | 7026439 | Not provided | DEP/ SFWMD | DEP - $1,833,992/ SFWMD - $2,591,205 | OT040740/ SO0257 | Not provided | 27.121997627 | -80.20502502
3330 | STLU | Martin County | SFWMD/ DEP | MC-05 | Warner Creek Phase III –Beacon 21 | 2.96 acre wet detention area with control structure weir. | Wet Detention Pond | Completed | Not provided | 2012 | 3102.8 | 1218.3 | Primary BMAP Area | 1353.8 | 2122935 | Not provided | DEP/ SFWMD | N/A | G0266 | Not provided | 27.234702177 | -80.241543884
3356 | STLU | City of Port St. Lucie | SFWMD | PSL-08 | E-17 Canal WCS | New WCS added to retain maximum flows in emergencies only. | Control Structure | Completed | Not provided | 2008 | N/A | N/A | Primary BMAP Area | 983.6 | 437000 | N/A | City | N/A | N/A | N/A | 27.208081104 | -80.334190399
3357 | STLU | City of Port St. Lucie | N/A | PSL-09 | Water and Wastewater Expansion | Multiple phase-outs of septic tanks from 2013 to 2019. | OSTDS Phase Out | Underway | Prior to 2013 | 2056 | TBD | N/A | Primary BMAP Area | N/A | 91075666 | 3700000 | City | N/A | N/A | Not provided | 27.296869 | -80.349650
3358 | STLU | City of Port St. Lucie | N/A | PSL-10 | Street Sweeping | Remove debris from streets with a street sweeper prior to it entering the St Lucie River. | Street Sweeping | Ongoing | Prior to 2013 | N/A | 2358 | 1283 | Primary BMAP Area | N/A | N/A | 289500 | City | N/A | N/A | N/A | 27.296869 | -80.349650
3359 | STLU | City of Port St. Lucie | N/A | PSL-11 | Swale Maintenance | Remove debris from swale liner prior to it entering the St Lucie River. | BMP Cleanout | Ongoing | Prior to 2013 | N/A | 8992 | 2798 | Primary BMAP Area | N/A | N/A | 1600000 | City | N/A | N/A | N/A | 27.296869 | -80.349650
3360 | STLU | City of Port St. Lucie | DEP | PSL-12 | Catch Basin Cleaning | Remove debris from catch basins prior to it entering the St Lucie River. | Catch Basin Inserts/Inlet Filter Cleanout | Ongoing | Prior to 2013 | N/A | 299 | 144 | Primary BMAP Area | N/A | N/A | 84600 | City/ DEP | $160,000 | S0739 | N/A | 27.296869 | -80.349650
3361 | STLU | City of Port St. Lucie | N/A | PSL-13 | Education Program | Florida Yards and Neighborhoods (FYN) Program; fertilizer, landscape, irrigation, and pet waste ordinances; PSAs; stormwater educational shows; website; outreach programs; Stencil Program; and stormwater pollution hotline. | Education Efforts | Ongoing | Prior to 2013 | N/A | 21978.3 | 3721.7 | Primary BMAP Area | N/A | N/A | N/A | City | N/A | N/A | N/A | 27.296869 | -80.349650
4642 | WEKR | City of Altamonte Springs | N/A | AS-15 | Street Sweeping | Street sweeping occurs daily; total miles swept = 5,000 miles per year - Split between springshed and surface. | Street Sweeping | Ongoing | Prior to 2015 | N/A | 517.8637 | N/A | Inside Springshed | 245 | 480000 | 100000 | Stormwater Utility Fund | $480,000 | N/A | Not provided | Not provided | Not provided
4643 | WEKR | City of Altamonte Springs | N/A | AS-16 | Citywide Pollutant Loading Model/H&H Study | City is contracting with consultants to complete citywide pollutant model and H&H study. | Study | Planned | Prior to 2015 | TBD | N/A | N/A | Inside Springshed | N/A | 200000 | N/A | Stormwater Utility Fund | TBD | N/A | Not provided | Not provided | Not provided
4644 | WEKR | City of Altamonte Springs | N/A | AS-17 | Lake Orienta, Adelaide, and Florida Hydrologic/Nutrient Budgets and Management Plans | City contracted with consultants to determine phosphorus and nitrogen loadings to lakes Orienta, Florida, and Adelaide; best pollutant load reduction options recommended based on study results. | Study | Completed | Prior to 2015 | 2009 | N/A | N/A | Inside Springshed | N/A | 105000 | N/A | Stormwater Utility Fund | TBD | N/A | Not provided | Not provided | Not provided
4645 | WEKR | City of Altamonte Springs | N/A | AS-25 | Citywide I&I Study | Contract with consultant to evaluate city's sewer system to identify areas prone to I&I and develop schedule for repair. | Study | Underway | 2016 | N/A | N/A | N/A | Inside Springshed | N/A | 80000 | N/A | Public Works Capital Project Fund | $80,000 | N/A | Not provided | Not provided | Not provided
4646 | WEKR | City of Altamonte Springs | N/A | AS-26 | Fertilizer Ordinance | The city is included in Seminole County's education and ordinances. | Regulations, Ordinances, and Guidelines | Ongoing | Not provided | N/A | 396.7871 | N/A | Inside Springshed | 6187 | N/A | N/A | N/A | N/A | N/A | Not provided | Not provided | Not provided
4647 | WEKR | City of Altamonte Springs | SJRWMD | AS-27 | pureALTA | Altamonte Springs Direct Potable Reuse Pilot Project further removes nutrients and other contaminents from reclaimed water to drinking water standards. | WWTF Diversion to Reuse | Completed | Not provided | 2017 | TBD | TBD | Inside Springshed | 5771 | 1200000 | 120000 | Altamonte Springs/ SJRWMD | Altamonte Springs - $700,000/ SJRWMD - $500,000 | N/A | Not provided | Not provided | Not provided
4648 | WEKR | City of Altamonte Springs | N/A | AS-28 | Walgreens/PDQ | Redevelopment of a commercial site and replacement of exfiltration system, raising level of treatment to current city standards. | Exfiltration Trench | Completed | Not provided | 2018 | Not provided | Not provided | Inside Springshed | 3.06 | N/A | N/A | N/A | N/A | N/A | Not provided | Not provided | Not provided
4649 | WEKR | City of Altamonte Springs | N/A | AS-29 | Little Wekiva River Erosion Control Improvements | Install structural controls to provide riverbank stabilization for City property and stormwater infrastructure. | Shoreline Stabilization | Completed | Not provided | 2020 | N/A | N/A | Inside Springshed | N/A | 5538596.8 | 1000 | Altamonte Springs/ USDA NRCS EWP | Altamonte Springs - $1,258,772/ USDA NRCS EWP Grant - $4,279,825 | N/A | Not provided | Not provided | Not provided
3936 | SILV | UF–IFAS Extension Marion County | N/A | B044 | Assessment of Role of Beef Cattle in Nitrogen Loading in Silver and Rainbow Springs Basin | Inventories of the relative nitrogen loading from different sources or categories of land use in the basins were created. Concerns were expressed that the amount of nitrogen load for cattle did not reflect the Florida cow–calf production system. | Study | Canceled | 2016 | 2019 | N/A | N/A | Rainbow Springs Basin/ Silver Springs Basin | N/A | 495000 | N/A | Florida Legislature | Not provided | N/A | Not provided | TBD | TBD
3937 | WAKU | Wakulla County | N/A | WC-008 | Wakulla County WWTF - Plantation River Estates | Wakulla County will assume ownership and management of the River Plantation Estates WWTP sewer system and wastewater treatment facility. Project includes removal and replacement of existing facility. | WWTF Upgrade | Completed | Not provided | 2015 | 0 | N/A | PFA2 | Not provided | 4900000 | N/A | N/A | N/A | N/A | Not provided | 30.20497222 | -84.25164722
3938 | SILV | Marion County Growth Services | N/A | B003 | Marion County Hamlet Design Option | Comprehensive Plan Future Land Use Element Policy 2.1.13 establishes Hamlet Development Option, for clustered low-density development patterns in rural designated lands. Article 3 of Land Development Code defines Hamlet design provisions. | Regulations, Ordinances, and Guidelines | Completed | 2000 | 2000 | N/A | N/A | Rainbow Springs Basin/ Silver Springs Basin | N/A | Not provided | N/A | Not provided | Not provided | N/A | Not provided | TBD | TBD
3939 | SILV | DEP | TBD | B012 | Implementation of Outreach Program for Small Equine BMP Manual | An outreach program will be developed to implement the Small Equine BMP Manual on non–commercial horse farms in the Silver and Rainbow Springs BMAP areas. | Agricultural BMPs | Planned | TBD | TBD | N/A | N/A | Rainbow Springs Basin/ Silver Springs Basin | N/A | Not provided | Not provided | Not provided | Not provided | N/A | Not provided | TBD | TBD
3940 | SILV | UF–IFAS Extension Marion County | SWFWMD/ UF–IFAS | B011 | Water Quality Education and Equine Farm BMPs | Equine BMPs and Manure Management Education and Outreach Program sponsored by UF–IFAS Extension and Marion County. From 2010 to 2013, program developed educational materials, held client consultations and held group education events. | Agricultural BMPs | Ongoing | 2010 | N/A | N/A | N/A | Rainbow Springs Basin/ Silver Springs Basin | N/A | Not provided | Not provided | UF–IFAS | Not provided | N/A | Not provided | TBD | TBD
3941 | SILV | Marion County Office of the County Engineer | UF-IFAS | B010 | Clean Farms Initiative | Marion County. The Clean Farms Initiative was originally passed under Resolution 04-R-384 and has evolved using a Farm Outreach Coordinator to educate farms regarding BMPs. The number of farm visits are tracked yearly. | Agricultural BMPs | Ongoing | 2003 | N/A | N/A | N/A | Rainbow Springs Basin/ Silver Springs Basin | N/A | Not provided | N/A | Not provided | Not provided | N/A | N/A | 29.20327 | -82.0481
3942 | SILV | FFS | N/A | B009 | Silviculture BMP Implementation and Compliance | Silviculture BMPs are applied to industrial, public, and private forestlands. Originally developed in mid-1970s as the minimum standards for protecting water quality on ongoing forestry activities. | Agricultural BMPs | Ongoing | 2004 | N/A | N/A | N/A | Rainbow Springs Basin/ Silver Springs Basin | N/A | Not provided | Not provided | Not provided | Not provided | N/A | Not provided | TBD | TBD
5459 | RAIN | Marion County Utilities | SWFWMD | R115 | Rainbow River Master Plan | Perform a master plan study for septic to sewer in the Rainbow Springs / Rainbow River area. The study will identify the best option and financial feasibility for converting parcels and package plants to a central sewer system. Project replaces R086. | Study | Underway | N/A | 2021 | N/A | N/A | Rainbow Springs PFA | N/A | 200000 | Not provided | Possible SWFWMD/ DEP Funds/ County CIP | TBD | Not provided | Not provided | Not provided | Not provided
5460 | SAFE | SRWMD | City of Lake City | SRWMD-14 | Gwen Lake Phase 2 | Installation of a drop structure behind the Parkview Baptist Church stormwater pond, regrade the conveyance, install stabilization to slow the water velocity and reduce the erosion and sedimentation contributing to the infill of Gwen Lake. | Regional Stormwater Treatment | Underway | 2020 | 2021 | TBD | N/A | Columbia County | 111 | 220000 | N/A | SRWMD | SRWMD - $220,000 | N/A | 19/20-124 | 30.1914 | -82.6524
5461 | SAFE | Alachua County | N/A | AC-23 | Countywide Stormwater Treatment Code | Adopt a stormwater treatment code for new development. Code requires 70/80% TN/TP reductions in stormwater discharges. 95% for OFWs and 10% below predevelopment for impaired waters. LID techniques are required in sensitive karst area. | Regulations, Ordinances, and Guidelines | Completed | N/A | 2019 | N/A | N/A | Alachua County | N/A | N/A | Not provided | Alachua County Stormwater Assessment | Not provided | N/A | Not provided | Not provided | Not provided
4120 | WEKR | City of Eustis | Not provided | E-01 | Cardinal Pond | Retention for area along Bates Ave. between Glover and Wall Sts. | On-line Retention BMPs | Completed | Not provided | 2015 | 26.47 | 7.7 | Outside Springshed | Not provided | 300000 | Not provided | Not provided | Not provided | Not provided | Not provided | Not provided | Not provided
4121 | WEKR | City of Altamonte Springs | N/A | AS-11 | Panera Bread (State Road 434) Development | Demolish and remove existing impervious area for construction of new 4,479-square-foot restaurant; replace existing commercial building and residential areas; raise level of treatment to meet city standards. | Stormwater System Upgrade | Completed | Prior to 2015 | 2007 | 0.9 | 0.2 | Outside Springshed | 1.2 | N/A | N/A | N/A | N/A | N/A | Not provided | 28.687166667 | -81.406055556
4137 | WEKR | City of Mount Dora | Not provided | MD-05 | 1552 Hilltop Dr. Pipe Relining | Reline existing corrugated metal pipe (CMP) with high-density polyethylene (HDPE) to eliminate sinkhole formation and erosion into Lake Nettie. | Shoreline Stabilization | Completed | Prior to 2015 | Prior to 2015 | Not provided | Not provided | Outside Springshed | N/A | 13000 | Not provided | Not provided | Not provided | Not provided | Not provided | 28.810229 | -81.652011
4138 | WEKR | Lake County | Lake County | LC-10 | Firethorn Dirt Road Paving & Drainage | Paving of dirt road and construction of roadside swales for drainage & treatment. | Grass swales without swale blocks or raised culverts | Completed | 2014 | 2016 | 0.5 | 0.1 | Outside Springshed | 3 | 238000 | Not provided | Lake County Special Assessment | Not provided | Not provided | Not provided | 28.860275 | -81.605558
4139 | WEKR | City of Mount Dora | Not provided | MD-07 | Donnelly St. and Lincoln Ave. Pipe Repair | Headwall broke away from pipe; water undermining Donnelly St.; installed drop structure and extend pipeline 140 linear feet. | Stormwater System Rehabilitation | Completed | Prior to 2015 | Prior to 2015 | N/A | N/A | Outside Springshed | N/A | 35000 | Not provided | Not provided | Not provided | Not provided | Not provided | 28.808022 | -81.644798
4140 | WEKR | City of Mount Dora | Not provided | MD-08 | Pine and Jackson Pipe Repair | Replace crushed section of 36x54 CMP to allow proper drainage of northeast area of city. | Stormwater System Rehabilitation | Completed | Prior to 2015 | Prior to 2015 | N/A | N/A | Outside Springshed | N/A | 3000 | Not provided | Not provided | Not provided | Not provided | Not provided | 28.811047 | -81.631017
4141 | WEKR | City of Mount Dora | Not provided | MD-09 | Street Sweeping | Streets are swept 15 times per year; length of streets swept = 69 miles; total miles swept = 1,035 miles per year. | Street Sweeping | Ongoing | Prior to 2014 | N/A | 1304 | 2033 | Outside Springshed | Not provided | Not provided | Not provided | Not provided | Not provided | N/A | Not provided | 28.800492 | -81.644706
4142 | WEKR | City of Mount Dora | Not provided | MD-10 | Lake John Rehabilitation | Lake John is part of greater Lake Gertrude Basin project; wetland was excavated to remove excess sediment and exotic vegetation; stepwise drainage reestablished between 3 ponds, and new vegetation planted. | Wetland Restoration | Completed | Prior to 2015 | Prior to 2015 | Not provided | Not provided | Outside Springshed | N/A | 1200000 | Not provided | Not provided | Not provided | Not provided | Not provided | 28.814082 | -81.650112
4143 | WEKR | City of Mount Dora | Not provided | MD-11 | Community Development Block Grant | Extend 8-inch sewer main and install four laterals to connect four duplexes to city sewer on 11th Ave.; abandon existing septic systems. | Wastewater Service Area Expansion | Completed | Prior to 2015 | Prior to 2015 | N/A | N/A | Outside Springshed | N/A | 63000 | Not provided | Not provided | Not provided | Not provided | Not provided | 28.806003 | -81.64375
4160 | WEKR | Lake County | Not provided | LC-09 | Royal Trails Drainage and Water Quality Improvements | Flood analysis, pollutant loading model, and conceptual project priorities are completed. | Study | Completed | 2008 | 2010 | N/A | N/A | Outside Springshed | N/A | 394101 | Not provided | Not provided | Not provided | N/A | Not provided | 28.932211 | -81.456044
4161 | WEKR | Lake County | Not provided | LC-01 | Northeast Lake County Scrub Preserve | 60 acres of mature sand pine scrub community with wetlands in southeast; adjacent to Seminole State Forest; protection of land; no change in land use, thus no load reduction. | Land Acquisition | Completed | 2004 | 2008 | N/A | N/A | Outside Springshed | 60 | 950000 | N/A | Not provided | Not provided | N/A | Not provided | 28.812848 | -81.691706
4611 | WEKR | Orange County | N/A | OC-55 | Lake Weston Hydrological and Nutrient Assessment | Data and information from the assessmet can be used by stakeholders to refine TMDL, provide allocation information within the watershed, and identify potential BMP effectiveness. | Study | Underway | 2020 | 2020 | N/A | N/A | Inside Springshed | N/A | 186584.72 | N/A | CIP - OC BCC | N/A | N/A | N/A | 28.616553 | -81.409056
4612 | WEKR | City of Orlando | Dr. Phillips Inc. | ORL-37 | Lake Lawne Alum Treatment | TBD - Project will be either: 1) multiple in-lake (surface) treatments, or 2) installation of alum treatment facility addressing drainage from C-1 canal. | In Waterbody - Alum Injection System | Planned | 2022 | 2023 | TBD | TBD | TBD | TBD | TBD | TBD | City of Orlando | TBD | N/A | Not provided | TBD | TBD
4613 | WEKR | City of Apopka | Not provided | A-01 | Lester Road Improvement | City paved and improved the stormwater collection system. | Stormwater System Upgrade | Completed | Not provided | 2014 | N/A | N/A | Inside Springshed | Not provided | 3288140 | Not provided | Not provided | Not provided | Not provided | Not provided | 28.713434 | -81.541694
4614 | WEKR | City of Apopka | Not provided | A-02 | Shopke-Lester Road Pond Expansion and Improvement | Improve existing drainage system and dry retention pond to increase inflow mass and reduce outflow mass; pollutant removal efficiency increased from 75 % to 93 %. | On-line Retention BMPs | Completed | Not provided | 2010 | Not provided | 0.77 | Inside Springshed | Not provided | Not provided | Not provided | Not provided | Not provided | Not provided | Not provided | 28.700240 | -81.546479
4615 | WEKR | City of Apopka | Not provided | A-03 | Street Sweeping | The City's Streets department swept a total of ~1,700 miles in 2017 with total weight of 844,540 lbs collected. | Street Sweeping | Ongoing | 2013 | N/A | 72.2248 | 305 | Inside Springshed | 1200 | N/A | 121000 | Stormwater Service Fees | N/A | N/A | Not provided | 28.701533 | -81.532817
4616 | WEKR | City of Apopka | Not provided | A-04 | Chalet North Mobile Home Park | City worked in cooperation with OCEPD and park to decommission package WWTF and effluent percolation pond and connect to city's collection system. Previously credited as 22,224 TN and 9,644 TP. Completion date falls outside of project collection period. | WWTF Upgrade | Completed | Not provided | Prior to 2015 | N/A | N/A | Inside Springshed | N/A | Not provided | Not provided | Not provided | Not provided | Not provided | Not provided | 28.664397 | -81.476371
4617 | WEKR | City of Apopka | Not provided | A-05 | Individual Septic to Sewer Projects | Septic tank phase out and connection to city collection system for Dr. Philip Trinh Dental Office, Honey Transport Inc., United Pentecostal Church, and Robinsons Restaurant. | OSTDS Phase Out | Completed | Not provided | 2015 | 735.3119 | 557 | Inside Springshed | N/A | Not provided | Not provided | Not provided | Not provided | Not provided | Not provided | 28.677179 | -81.517887
5203 | CALO | Flaghole Drainage District | DEP/ FDACS | FH-01 | Public Education and Outreach | Updates on BMAP and requirements during annual landowner meetings. | Education Efforts | Planned | 2020 | N/A | N/A | N/A | East Caloosahatchee | N/A | 500 | N/A | Flaghole Drainage District | $500 | N/A | N/A | 26.709992 | -81.049956
5204 | CALO | Flaghole Drainage District | FDACS | FH-02 | FDACS BMP Assistance | Provide assistance to FDACS, as needed, to encourage landowners to enroll in BMPs. | Agricultural BMPs | Planned | 2020 | N/A | N/A | N/A | East Caloosahatchee | N/A | 1000 | N/A | Flaghole Drainage District | $1,000 | N/A | N/A | 26.709992 | -81.049956
5205 | CALO | Flaghole Drainage District | N/A | FH-03 | Nutrient Controls | No application of fertilizer in district's rights-of-way. | Fertilizer Cessation | Completed | 2020 | 2020 | N/A | N/A | East Caloosahatchee | N/A | 0 | N/A | Flaghole Drainage District | N/A | N/A | N/A | 26.724083 | -81.078433
5206 | CALO | Flaghole Drainage District | N/A | FH-04 | Slow Velocity in the Main Canal | Minimize sediment transport by slowing the velocity in main canal near main discharge structure. | Control Structure | Planned | 2021 | TBD | N/A | N/A | East Caloosahatchee | N/A | 15000 | N/A | Flaghole Drainage District | $15,000 | N/A | N/A | 26.724083 | -81.078433
5207 | CALO | Flaghole Drainage District | N/A | FH-05 | Control Structures | Annual maintenance of water control structures. | Control Structure | Ongoing | 2021 | N/A | N/A | N/A | East Caloosahatchee | N/A | 20000 | N/A | Flaghole Drainage District | $20,000 | N/A | N/A | 26.76935 | -81.114064
5208 | CALO | Gerber Groves WCD | DEP/ FDACS | GG-01 | Public Education and Outreach | Updates on BMAP and requirements during annual landowner meetings. | Education Efforts | Planned | 2020 | N/A | N/A | N/A | West Caloosahatchee | N/A | 500 | N/A | Gerber Groves WCD | $500 | N/A | N/A | 26.677781 | -81.342258
5209 | CALO | Gerber Groves WCD | FDACS | GG-02 | FDACS BMP Assistance | Provide assistance to FDACS, as needed, to encourage landowners to enroll in BMPs. | Agricultural BMPs | Planned | 2020 | N/A | N/A | N/A | West Caloosahatchee | N/A | 1000 | N/A | Gerber Groves WCD | $1,000 | N/A | N/A | 26.677781 | -81.342258
5210 | CALO | Gerber Groves WCD | N/A | GG-03 | Nutrient Controls | No application of fertilizer in district's rights-of-way. | Fertilizer Cessation | Completed | 2020 | 2020 | N/A | N/A | West Caloosahatchee | N/A | 0 | N/A | Gerber Groves WCD | N/A | N/A | N/A | 26.68239677 | -81.34460814
5211 | CALO | Gerber Groves WCD | N/A | GG-04 | Canal/Ditch Bank Berms | Minimize sediment transport by constructing berms on top of canal/ditch banks and promoting vegetation cover. | Shoreline Stabilization | Planned | 2021 | TBD | N/A | N/A | West Caloosahatchee | N/A | 5000 | N/A | Gerber Groves WCD | $5,000 | N/A | N/A | 26.68239677 | -81.34460814
3362 | STLU | City of Port St. Lucie | N/A | PSL-14 | Tiffany Channel | Landscape irrigation is drawn from stormwater in channel/pond/STA. | Stormwater Reuse | Completed | Prior to 2013 | Prior to 2013 | 56 | 9.6 | Primary BMAP Area | N/A | N/A | N/A | City | N/A | N/A | N/A | 27.292562246 | -80.276786325
3363 | STLU | City of Port St. Lucie | N/A | PSL-15 | Patio STA | Landscape irrigation is drawn from stormwater in channel/pond/STA. | Stormwater Reuse | Completed | Prior to 2013 | Prior to 2013 | 19.4 | 3.3 | Primary BMAP Area | N/A | N/A | N/A | City | N/A | N/A | N/A | 27.288301888 | -80.27913557
3364 | STLU | City of Port St. Lucie | N/A | PSL-16 | Mary STA | Landscape irrigation is drawn from stormwater in channel/pond/STA. | Stormwater Reuse | Completed | Prior to 2013 | Prior to 2013 | 13.4 | 2.3 | Primary BMAP Area | N/A | N/A | N/A | City | N/A | N/A | N/A | 27.27989288 | -80.281036589
3365 | STLU | FDOT District 4 | N/A | FDOT-08 | SPN 99004-1585 | Road widening of SR 5 from Jensen Beach Blvd to Port St. Lucie Blvd. | Dry Detention Pond | Completed | 1998 | 2003 | 29.8 | 4.9 | Primary BMAP Area | 30.8 | Not provided | Not provided | Florida Legislature | Not provided | N/A | N/A | 27.262947459 | -80.283566359
3366 | STLU | FDOT District 4 | N/A | FDOT-32 | FM# 230132-1 (System No. 1) | Road widening of SR 615 between Ave. Q and Industrial Ave. | Dry Detention Pond | Completed | 1998 | 2001 | N/A | N/A | Special Project BMAP Area | 2.8 | Not provided | Not provided | Florida Legislature | Not provided | N/A | N/A | Not provided | Not provided
3367 | STLU | Martin County | FDOT | MC-22 | FM# 230978-1 Indian St. Bridge (Pond West) | A surface water management system serving 62.06 acres of roadway development. | Wet Detention Pond | Completed | 2011 | 2014 | 108.5 | 32.8 | Primary BMAP Area | 33.6 | Not provided | Not provided | Not provided | Not provided | N/A | Not provided | 27.160709373 | -80.260451089
3368 | STLU | FDOT District 4 | N/A | FDOT-43 | FM# 413046-1 SR 9 Widening | Road widening on SR 9 from Okeechobee Rd. to south of Indrio Rd. | On-line Retention BMPs | Completed | 2013 | 2015 | 145 | 23.9 | Primary BMAP Area | 152 | Not provided | Not provided | Florida Legislature | Not provided | N/A | N/A | 27.429667564 | -80.390197988
3369 | STLU | FDOT District 4 | N/A | FDOT-42 | FM# 419250-2 SR 710 Bridge Replacement – 300 and 500 | Big John Monahon Bridge replacement on SR 710 from SW Trail Dr. to east of SR 76 connector ramps. | Dry Detention Pond | Completed | 2013 | 2015 | 16.4 | 3.1 | Primary BMAP Area | 28.4 | Not provided | Not provided | Florida Legislature | Not provided | N/A | N/A | 27.007785549 | -80.448271945
3370 | STLU | FDOT District 4 | N/A | FDOT-41 | FM# 419250-2 SR 710 Bridge Replacement – 100A, 100B, and 200 | Big John Monahon Bridge replacement on SR 710 from SW Trail Dr. to east of SR 76 connector ramps. | Dry Detention Pond | Completed | 2013 | 2015 | 8.2 | 1.4 | Primary BMAP Area | 17.4 | Not provided | Not provided | Florida Legislature | Not provided | N/A | N/A | 27.015211844 | -80.458573246
3371 | STLU | FDOT District 4 | N/A | FDOT-40 | FM# 228758-1 SR 702 Jensen Beach Causeway | New roadway construction on SR 702 from Indian River Dr. to SR A1A. | Dry Detention Pond | Completed | 2007 | 2008 | N/A | N/A | Special Project BMAP Area | 33.6 | Not provided | Not provided | Florida Legislature | Not provided | N/A | N/A | Not provided | Not provided
3372 | STLU | FDOT District 4 | N/A | FDOT-39 | FM# 230297-1 SR A1A Roadway Improvements Phase 3 | Roadway improvements on SR A1A from Blue Heron Blvd to Gulfstream Ave. | Exfiltration Trench | Completed | 2007 | 2010 | N/A | N/A | Special Project BMAP Area | 6.38 | Not provided | Not provided | Florida Legislature | Not provided | N/A | N/A | Not provided | Not provided
3373 | STLU | FDOT District 4 | N/A | FDOT-38 | FM# 230296-1 | Shoulder widening and drainage improvements on SR A1A from C-1 Intake Canal to Fort Pierce city limits. | Grass swales without swale blocks or raised culverts | Completed | 2004 | 2009 | N/A | N/A | Special Project BMAP Area | 88.91 | Not provided | Not provided | Florida Legislature | Not provided | N/A | N/A | Not provided | Not provided
3374 | STLU | FDOT District 4 | N/A | FDOT-37 | FM# 405167-1 | Resurfacing of SR A1A from Hutchinson House West North to Martin County. | On-line Retention BMPs | Completed | 2004 | 2005 | N/A | N/A | Special Project BMAP Area | 30.07 | Not provided | Not provided | Florida Legislature | Not provided | N/A | N/A | Not provided | Not provided
3375 | STLU | FDOT District 4 | N/A | FDOT-36 | FM# 228819-1 (Basin E) | Road reconstruction and construction of 2 new bridges on SR A1A from Sewall's Point Rd. to west of MacArthur Blvd. | Exfiltration Trench | Completed | 2003 | 2007 | N/A | N/A | Special Project BMAP Area | 4.79 | Not provided | Not provided | Florida Legislature | Not provided | N/A | N/A | Not provided | Not provided
3376 | STLU | FDOT District 4 | N/A | FDOT-35 | FM# 228819-1 (Basin D) | Road reconstruction and construction of 2 new bridges on SR A1A from Sewall's Point Rd. to west of MacArthur Blvd. | Exfiltration Trench | Completed | 2003 | 2007 | N/A | N/A | Special Project BMAP Area | 4.41 | Not provided | Not provided | Florida Legislature | Not provided | N/A | N/A | Not provided | Not provided
3377 | STLU | FDOT District 4 | N/A | FDOT-18 | Street Sweeping | Not provided. | Street Sweeping | Ongoing | N/A | N/A | 1419 | 910 | Primary BMAP Area | N/A | Not provided | Not provided | Florida Legislature | Not provided | N/A | N/A | 27.228765 | -80.391339
3378 | STLU | FDOT District 4 | N/A | FDOT-33 | FM# 228758-1 | SR 732 bridge replacement over Intracoastal Waterway. | Dry Detention Pond | Completed | 2001 | 2006 | N/A | N/A | Special Project BMAP Area | 18.55 | Not provided | Not provided | Florida Legislature | Not provided | N/A | N/A | Not provided | Not provided
3409 | STLU | Town of Sewall's Point | SFWMD | SP-03 | Captain Cove | Installation of baffle box. | Baffle Boxes- First Generation | Completed | Not provided | 2000 | N/A | N/A | Primary BMAP Area | 4.9 | Not provided | N/A | Town/ SFWMD | Not provided | N/A | Not provided | Incompatible Point | Incompatible Point
3410 | STLU | FDOT District 4 | N/A | FDOT-01 | FM# 230108-1 (Ponds 2 & 3) | Widening and new late construction on State Road (SR) 68 from SR 9 to east of County Road (CR)-607A (40% credit, remaining 60% to Central Indian River Lagoon (CIRL). | Wet Detention Pond | Completed | 2002 | 2013 | 0 | 0.03 | Primary BMAP Area | 17.8 | Not provided | Not provided | Florida Legislature | Not provided | N/A | N/A | 27.447461865 | -80.370401519
3411 | STLU | FDACS | N/A | FDACS-02 | Credit for Changes in Land Use | Acreages and reductions based on differences between BMAP modeled agricultural land use and FSAID VI. DEP will estimate final TN and TP reduction by next BMAP update. | Land Use Change | Completed | N/A | 2020 | 5383 | 2162 | Primary BMAP Area | 1039 | N/A | N/A | N/A | N/A | N/A | N/A | Not provided | Not provided
3412 | STLU | Town of Sewall's Point | SFWMD | SP-10 | Periwinkle | Installation of baffle box. | Baffle Boxes- First Generation | Completed | Not provided | 2000 | 0 | 0 | Primary BMAP Area | 15.7 | Not provided | N/A | Town/ SFWMD | Not provided | N/A | Not provided | 27.210652 | -80.208436
3413 | STLU | Town of Sewall's Point | FEMA | SP-09 | India Lucie | Installation of retrofit of weir/ retention area with 2 baffle boxes in old subdivision without retention to directly discharge to Indian River. | Baffle Boxes- First Generation | Completed | Not provided | 2006 | 0.2 | 0.1 | Primary BMAP Area | 5.6 | Not provided | N/A | Town/ FEMA | Not provided | N/A | Not provided | 27.202637015 | -80.203645995
3414 | STLU | FDOT District 4 | N/A | FDOT-02 | FM# 230108-1 | Combined with FDOT-01. | Wet Detention Pond | Completed | 2002 | 2013 | N/A | N/A | Primary BMAP Area | 17.8 | Not provided | Not provided | Florida Legislature | Not provided | N/A | N/A | 27.447461865 | -80.370401519
3415 | STLU | Town of Sewall's Point | SFWMD | SP-07 | Rio Vista Park | Installation of baffle boxes/ erosion control for outfall to Indian River. | Baffle Boxes- First Generation | Completed | Not provided | 2002 | 0 | 0 | Primary BMAP Area | 24.2 | Not provided | N/A | Town/ SFWMD | Not provided | N/A | Not provided | 27.189724 | -80.197328
3416 | STLU | St. Lucie County | N/A | SLC-010 | Education Program | FYN; pet waste, landscape, irrigation, and fertilizer ordinances; PSAs; website; Illicit Discharge Program, Eco-Center, Clean Stormwater–Clean River Program, St. Lucie Water Champions. | Education Efforts | Ongoing | Prior to 2013 | N/A | 8821 | 1594 | Primary BMAP Area | N/A | TBD | TBD | TBD | TBD | N/A | Not provided | 27.328212 | -80.476607
3417 | STLU | Town of Sewall's Point | SFWMD | SP-04 | Quail Run Park | Installation of direct link to a detention area prior to discharge to Indian River. | Dry Detention Pond | Completed | Not provided | 2000 | N/A | N/A | Primary BMAP Area | 0.4 | Not provided | N/A | Town/ SFWMD | Not provided | N/A | Not provided | Incompatible Point | Incompatible Point
3418 | STLU | St. Lucie County | N/A | SLC-001b | Platt’s Creek Stormwater Treatment Facility | Wet detention with alum injection. | Wet Detention Pond | Completed | 2008 | 2016 | 2807.9 | 875.2 | Primary BMAP Area | 563.5 | N/A | 25000 | County | TBD | N/A | Not provided | 27.39276875 | -80.330982799
3419 | STLU | Town of Sewall's Point | SFWMD | SP-02 | Palm Court/Knowles | Installation of baffle box. | Baffle Boxes- First Generation | Completed | Not provided | 2000 | 0 | 0 | Primary BMAP Area | 12.9 | Not provided | N/A | Town/ SFWMD | Not provided | N/A | Not provided | 27.208257 | -80.207689
3420 | STLU | Town of Sewall's Point | SFWMD | SP-01 | Ridgeland Court Retrofit | Installation of exfiltration/baffle box. | Baffle Boxes- First Generation | Completed | Not provided | 2002 | 0.2 | 0.1 | Primary BMAP Area | 5.9 | Not provided | 300000 | Town/SFWMD | Not provided | N/A | Not provided | 27.193697 | -80.200149
3421 | STLU | St. Lucie County | N/A | SLC-016 | Melville Rd. Master Drainage Plan | Treatment train with wet and dry detention components. | BMP Treatment Train | Underway | 2021 | 2024 | 787 | 145 | Primary BMAP Area | 175 | 5000000 | TBD | County | $100,000 | N/A | Not provided | 27.366272205 | -80.330558491
3422 | STLU | St. Lucie County | N/A | SLC-015 | IRL South C23/C24 Comprehensive Everglades Restoration Program (CERP) Buffer – Teague Preserve Re-watering Project | A 300-acre natural storage/ freshwater marsh restoration project. Project is adjacent to the future CERP C-23/C-24 IRL-S Southern Reservoir. | Hydrologic Restoration | Underway | 2018 | 2022 | TBD | TBD | Primary BMAP Area | TBD | 400000 | 25000 | TBD | TBD | N/A | Not provided | 27.312767998 | -80.538075805
3423 | STLU | St. Lucie County | City of Port St. Lucie | SLC-014 | Platt’s Creek Compensatory Mitigation Project | Conversion of citrus to hydric hammock. | Hydrologic Restoration | Completed | Prior to 2013 | 2015 | TBD | TBD | Primary BMAP Area | 311 | 2600000 | TBD | TBD | TBD | N/A | Not provided | 27.390065653 | -80.34254253
3424 | STLU | St. Lucie County | N/A | SLC-013 | Platt's Creek Sump Cleanout | Annually drain the Platt's Pump station sump and vac out excess sediments. | BMP Cleanout | Ongoing | Prior to 2013 | N/A | 1566.4 | 600.5 | Primary BMAP Area | N/A | TBD | TBD | TBD | TBD | N/A | Not provided | 27.390065653 | -80.34254253
3425 | STLU | Town of Sewall's Point | N/A | SP-05 | Heritage Park | Installation of stormwater retrofit area in developed subdivision. | Off-line Retention BMPs | Completed | Not provided | 2000 | 0 | 0 | Primary BMAP Area | 5.2 | Not provided | N/A | Town | Not provided | N/A | Not provided | 27.198987 | -80.202108
3426 | STLU | Pal Mar WCD | Not provided | PM-01 | 90% Implementation Agricultural BMPs | All Ag BMP enrollment now included in FDACS-01. | Agricultural BMPs | Canceled | N/A | N/A | N/A | N/A | Primary BMAP Area | N/A | N/A | N/A | N/A | N/A | N/A | Not provided | N/A | N/A
3427 | STLU | Martin County | N/A | MC-42 | South Savannas Weir | Not provided. | Control Structure | Planned | 2020 | 2021 | TBD | TBD | Primary BMAP Area | TBD | TBD | TBD | TBD | TBD | N/A | Not provided | 27.245729039 | -80.245948156
3428 | STLU | Martin County | N/A | MC-41 | Old Palm City Phase IV | Treatment train system with 1.69 ac-ft water quality treatment over the 20.26 ac basin. | BMP Treatment Train | Planned | TBD | 2021 | 80 | 29 | Primary BMAP Area | TBD | TBD | TBD | N/A | N/A | N/A | Not provided | 27.170237777 | -80.265734111
3429 | STLU | Martin County | N/A | MC-40 | Savannah Road Exfiltration Trench | N/A. | BMP Treatment Train | Canceled | N/A | N/A | N/A | N/A | Primary BMAP Area | N/A | N/A | N/A | N/A | N/A | N/A | Not provided | N/A | N/A
3430 | STLU | Martin County | N/A | MC-39 | Willoughby Creek STA | Treatment train system with 19.13 acre-feet of water quality treatment. | BMP Treatment Train | Completed | 2018 | 2020 | 1553.6418 | 411.3448 | Primary BMAP Area | TBD | 3300000 | 11000 | DEP/ IRLNEP | DEP TMDL - $1,900,000/ IRLNEP - $260,000 | NS035 | Not provided | 27.173278496 | -80.222921813
3431 | STLU | Martin County | SFWMD | MC-38 | Hilltop Street Exfiltration Trench | 610 linear feet of exfiltration trenches along NE Hilltop Street in Jensen Beach. | Exfiltration Trench | Completed | 2016 | 2018 | 123.1 | 20.4 | Primary BMAP Area | 15.4 | 264774 | Not provided | SFWMD | $100,000 | N/A | Not provided | 27.242282545 | -80.231168258
3432 | STLU | Martin County | DEP | MC-37 | All American Ditch | Treatment train system with 15 ac-ft of water quality treatment over the 70 acre basin. | Regional Stormwater Treatment | Completed | 2015 | 2017 | 979.7 | 297.6 | Primary BMAP Area | 267.7 | 5165376 | Not provided | DEP | $3,000,000 | S0758/ G0414 | Not provided | 27.159079768 | -80.272022416
3433 | STLU | Martin County | DEP | MC-36 | Martin County Golf Course WQ | Not provided. | Wet Detention Pond | Completed | Not provided | 2016 | 872.6 | 252.9 | Primary BMAP Area | 206.7 | 156255 | Not provided | DEP | $50,000 | S0765 | Not provided | 27.180174422 | -80.211723823
3434 | STLU | Martin County | DEP | MC-35 | Manatee Pocket SW Prong Baffle Box | Nutrient-separating baffle box serving 90 acres within the Manatee Creek watershed. | Baffle Boxes- Second Generation | Completed | Not provided | 2016 | 477.4 | 67.7 | Primary BMAP Area | 236.2 | 232505 | Not provided | DEP | $100,000 | S0759 | Not provided | 27.133073041 | -80.197889451
3467 | MANA | Manatee County | N/A | MC-0002 | Walk the Waterbody | Walk the Waterbody exercise for Cedar Creek to identify potential issues in watershed. | FIB- Source Identification Activities | Completed | 2013 | 2013 | N/A | N/A | Manatee River Basin | N/A | Not provided | N/A | Manatee County | Not provided | N/A | Not provided | 27.4088889 | -82.4825
3468 | MANA | Schroeder-Manatee Ranch | Not provided | SMR-0002 | Water Quality Monitoring | Water quality monitoring. | FIB- Stormwater | Underway | Not provided | TBD | N/A | N/A | Manatee River Basin | N/A | Not provided | Not provided | Not provided | Not provided | Not provided | Not provided | Not provided | Not provided
3469 | MANA | Manatee County | N/A | MC-1312 | Fertilizer Ordinance | Water quality improvement ordinance. | FIB- Stormwater | Ongoing | 2012 | N/A | N/A | N/A | Manatee River Basin | N/A | Not provided | Not provided | Manatee County | Not provided | N/A | Not provided | 27.4166667 | -82.4313888888888
3470 | MANA | Manatee County | Not provided | TBEP-1350 | Deep Well Injection at North WRF | Not provided. | FIB- Sanitary Sewer | Planned | TBD | TBD | N/A | N/A | Manatee River Basin | N/A | Not provided | Not provided | Not provided | Not provided | N/A | Not provided | 27.4166667 | -82.4313888888888
3471 | MANA | Manatee County | SWFWMD/ City of Bradenton | TBEP-1165 | Braden River Area Surface Water Assessment | Surface Water Resource Assessment for Braden River watershed. | FIB- Stormwater | Completed | 2011 | 2012 | N/A | N/A | Manatee River Basin | N/A | 300000 | N/A | SWFWMD/ City of Bradenton | Not provided | N/A | Not provided | 27.414891 | -82.463792
3472 | MANA | River Club HOA | SWFWMD | RCHA-0002 | 2011 Volunteer Water Quality Education Program | Educate residents on how to collect and test water quality samples, demonstrate how ponds treat FIB- Stormwater, reduce fertilizer use June to September, Manatee County Ordinance passed June 2011 effective June 2012. | FIB- Stormwater | Ongoing | Not provided | N/A | N/A | N/A | Manatee River Basin | N/A | 4429 | N/A | SWFWMD | Not provided | Not provided | Not provided | Not provided | Not provided
3473 | MANA | River Club HOA | Not provided | RCHA-0004 | Additional Projects | Flow-way maintenance projects, cooperative maintenance projects with golf course, floating tussock removal projects, shoreline restoration projects. | FIB- Stormwater | Underway | Not provided | TBD | N/A | N/A | Manatee River Basin | N/A | Not provided | Not provided | Not provided | Not provided | Not provided | Not provided | Not provided | Not provided
3474 | MANA | River Club HOA | SWFWMD | RCHA-0001 | 2010 Love Our Lake Campaign | Educate residents on benefits of reducing fertilizer use, provide handouts in English and Spanish, become model for other associations, measure behavioral changes with pre- and post-survey. | FIB- Stormwater | Ongoing | Not provided | N/A | N/A | N/A | Manatee River Basin | N/A | 2800 | N/A | SWFWMD | Not provided | Not provided | Not provided | Not provided | Not provided
3475 | MANA | Schroeder-Manatee Ranch | N/A | SMR-0001 | Agricultural BMPs (Citrus, Cow/Calf, Container Nurseries, Sod) | Reduction in agricultural fertilizer usage. | FIB- Stormwater | Underway | Not provided | TBD | N/A | N/A | Manatee River Basin | N/A | N/A | N/A | N/A | Not provided | Not provided | Not provided | Not provided | Not provided
3499 | OKEE | City of Orlando | N/A | ORL-10 | Lake Lorna Doone Basin Inlet Baskets | 16 inlet baskets installed to remove gross pollutants, including organic debris, sediment and litter. 32.6 cubic yards/yr of material collected. | Catch Basin Inserts/Inlet Filter Cleanout | Ongoing | Not provided | N/A | 16.2 | 16 | Upper Kissimmee | Not provided | 17755 | 8673 | City of Orlando Streets and Stormwater Division | Not provided | N/A | N/A | 28.534256 | -81.418103
3500 | OKEE | FDACS | Agricultural Producers | FDACS-07 | BMP Implementation and Verification | Enrollment and verification of BMPs by agricultural producers - Fisheating Creek. Reductions based on WAM model. Acres treated based on FDACS OAWP December 2020 Enrollment and FSAID VII. | Agricultural BMPs | Ongoing | N/A | N/A | 73808 | 8056 | Fisheating Creek | 196019.4061 | N/A | N/A | FDACS | TBD | N/A | N/A | Not provided | Not provided
3501 | OKEE | City of Orlando | N/A | ORL-13 | Rock Lake Basin Inlet Baskets | Ten inlet baskets installed to remove gross pollutants, including organic debris, sediment and litter. 21 cubic yards/yr of material collected. | Catch Basin Inserts/Inlet Filter Cleanout | Ongoing | Not provided | N/A | 10.3 | 10.2 | Upper Kissimmee | Not provided | 8550 | 9706 | City of Orlando Streets and Stormwater Division | Not provided | N/A | N/A | 28.533314 | -81.412303
3654 | OKEE | SFWMD | N/A | SFWMD-04 | Otter Slough Restoration | Completed project included 5 ditch plugs and removal of 2 berms to help attenuate regional stormwater runoff, as well as provide nutrient reductions due to plant uptake from overland flows. | Hydrologic Restoration | Completed | 2009 | 2009 | N/A | 10.9 | Lower Kissimmee | 500 | N/A | 0 | N/A | N/A | N/A | N/A | 27.8528351333 | -81.290414607
3655 | OKEE | City of Orlando | SFWMD | ORL-01 | 18th Street/Parramore Ave Baffle Box | Baffle box installed to remove gross pollutants, including organic debris, sediment and litter. 1.5 cubic yards/yr of material collected. | Baffle Boxes- Second Generation | Completed | Not provided | 2009 | 2.6 | 0.1 | Upper Kissimmee | 2.5 | 578138 | Not provided | SFWMD/ City of Orlando Streets and Stormwater Division | City - $289,069/ SFWMD - $289,069 | N/A | Not provided | 28.522801 | -81.388774
3656 | OKEE | Okeechobee County | DEP | OK-07 | Lock 7 Bypass Culvert System | Installation of parallel culvert system along the Rim Canal to improve conveyance. | Stormwater System Rehabilitation | Completed | N/A | 2016 | N/A | N/A | Taylor Creek/ Nubbin Slough | 0 | 157143 | 0 | DEP | $157,143 | S0753 | N/A | Not provided | Not provided
3657 | OKEE | City of Orlando | SFWMD | ORL-02 | 19th Street/Parramore Avenue Baffle Box | Baffle box installed to remove gross pollutants, including organic debris, sediment and litter. 1 cubic yard/yr of material collected. | Baffle Boxes- Second Generation | Completed | Not provided | 2009 | 7.6 | 0.1 | Upper Kissimmee | 12.4 | N/A | Not provided | SFWMD/ City of Orlando Streets and Stormwater Division | N/A | N/A | Not provided | 28.521909 | -81.388809
3658 | OKEE | City of Orlando | DEP | ORL-03 | Pine Street/Orange Blossom Trail Corridor Stormwater Improvements | Installation of 1,800 LF of stormwater pipe from Pine Street to Lake Lorna Doone, which includes a baffle box. | Baffle Boxes- Second Generation | Completed | Not provided | 2010 | 1.8 | 1 | Upper Kissimmee | 9.9 | 942710 | Not provided | DEP/ City of Orlando Streets and Stormwater Division | City - $471,355/ DEP - $471,355 | Not provided | N/A | 28.541261 | -81.399936
3659 | OKEE | City of Orlando | OUC | ORL-04 | Lake Holden Terrace/Albert Shores Sanitary Components | Sanitary infrastructure installed for septic tank conversions. 11 of 77 homes converted. | Wastewater Service Area Expansion | Completed | Not provided | 2012 | 320.2 | 0 | Upper Kissimmee | N/A | 3522911 | Not provided | City of Orlando/ OUC | Not provided | N/A | N/A | 28.508675 | -81.382587
3660 | OKEE | City of Orlando | OUC | ORL-05 | Lake Holden Terrace/Albert Shores Stormwater Components | Two baffle boxes and one Storm Flo unit installed within stormwater infrastructure for capturing organic debris, sediment and litter; stormwater infrastructure added to alleviate flooding. 20.5 cubic yards/yr of material collected. | Baffle Boxes- Second Generation | Completed | Not provided | 2012 | 1587.2 | 98.4 | Upper Kissimmee | 69.2 | N/A | Not provided | City of Orlando/ OUC | Not provided | N/A | N/A | 28.507258 | -81.383522
3669 | OKEE | Coordinating Agency | N/A | CA-10 | Legislative Cost-Share Appropriation Program (Dairy Projects) | FDACS conducted several rounds of solicitations for dairy project proposals. Within TCNS four projects were funded in fall 2014, two projects were funded in fall 2015, four projects were funded in fall 2016, and one project was funded in 2019. | Agricultural BMPs | Completed | 2014 | 2021 | TBD | TBD | Taylor Creek/ Nubbin Slough | TBD | 7393347.89 | TBD | FDACS | $7,012,203 | N/A | N/A | TBD | TBD
3670 | OKEE | Coordinating Agency | N/A | CA-11 | Legislative Cost-Share Appropriation Program (Dairy Projects) | There are no Legislative Cost-Share Appropriation Program Dairy Projects to date in Upper Kissimmee. | Agricultural BMPs | Planned | N/A | N/A | N/A | N/A | Upper Kissimmee | N/A | N/A | N/A | N/A | N/A | N/A | N/A | TBD | TBD
3671 | OKEE | Coordinating Agency | NRCS | CA-12 | PL-566 Funded/Fisheating Creek Structure | NRCS began wetland restoration work on Phase I (10,000 acres) in 2019, which should be complete in 2020. NRCS received the permit to initiate work on remaining 24,000 acres in 2020. NRCS will determine by mid-2020 if they have funding for the structure. | Control Structure | Planned | Not provided | TBD | TBD | 1888.6 | Fisheating Creek | TBD | 14000000 | TBD | NRCS | $14,000,000 | N/A | N/A | 27.2792359632 | -81.4935243255
3672 | OKEE | Coordinating Agency | N/A | CA-13 | Rolling Meadows Wetland Restoration Phase II | Land has been acquired and a conceptual plan has been recommended. Implementation of Phase II is contingent upon the success of Phase I and future legislative funding. If approved and funded, project completion is anticipated in 2 to 3 years. | Wetland Restoration | Planned | TBD | TBD | TBD | 10.6 | Upper Kissimmee | 580 | TBD | TBD | TBD | TBD | N/A | N/A | 27.981760411 | -81.4206289451
3673 | OKEE | Coordinating Agency | N/A | CA-03 | Inactive Dairies - Lagoon Remediation | There are no Lagoon Remediation projects to date in Indian Prairie. | Dairy Remediation | Planned | N/A | N/A | N/A | N/A | Indian Prairie | N/A | N/A | N/A | N/A | N/A | N/A | N/A | TBD | TBD
3674 | OKEE | Istokpoga Marsh Watershed Improvement District | DEP/ SFWMD/ FDACS/ Istokpoga Marsh Watershed Improvement District | IMWID-02 | IMWID Phase II (DWM Project in Two Phases) | Construct above ground impoundment with storage capacity of 1,200 acre-feet/year. | Dispersed Water Management (DWM) | Underway | 2021 | 2023 | N/A | 2459.3 | Indian Prairie | 400 | 4530000 | TBD | DEP/ FDACS | DEP - $450,000/ FDACS - $4,080,000 | NF023 | N/A | 27.286742 | -81.232497
3675 | OKEE | Glades County | N/A | GC-02 | Education and Outreach | FYN; landscaping, irrigation, and fertilizer ordinances; PSAs, pamphlets, website, and illicit discharge program. | Education Efforts | Ongoing | 2014 | N/A | 4301.2 | 40.7 | Indian Prairie | 3649.7 | TBD | 5500 | Glades County | TBD | N/A | N/A | 27.144365 | -81.046639
3676 | OKEE | Highlands County | SWFWMD | HC-06 | Lake Clay Stormwater Project | 600 feet of 24-inch on-line French drain for parking lot subbasin; 300 feet of 24-inch on-line French drain will treat the street subbasin. | On-line Retention BMPs | Completed | 2008 | 2013 | 259.4 | 20.2 | Lake Istokpoga | 24.7 | 330000 | 1973 | SWFWMD/ Highlands County | SWFWMD - $330,000/ County - $1,973 | N/A | Not provided | 27.3166137552 | -81.362005873
3891 | SILV | Marion County Office of the County Engineer | Marion County Stormwater Section | B032 | Sinkhole Repair Program in County DRAs | Part of ongoing stormwater system maintenance activities. Performed as needed by county crews or contractors depending on size and scope of repair. 2019 Silver Springs BMAP costs for sinkhole repairs was $137,477.41. | Stormwater System Rehabilitation | Completed | 2003 | N/A | N/A | N/A | Rainbow Springs Basin/ Silver Springs Basin | N/A | N/A | 51000 | Marion County Stormwater Assessment | $146,173 | N/A | N/A | 29.20327 | -82.0481
3892 | SILV | Marion County Office of the County Engineer | N/A | B030 | West Highway 316 at Highway 329 Stormwater Retrofit | Project cancelled. | On-line Retention BMPs | Canceled | N/A | N/A | N/A | N/A | Rainbow Springs Basin/ Silver Springs Basin | N/A | N/A | N/A | N/A | N/A | N/A | N/A | N/A | N/A
3995 | SILV | Villages Center CDD | N/A | S107 | NSU WWTP – SCADA | SCADA Installation and operation at the NSU plant and collection system lift stations. | WWTF Upgrade | Completed | 2003 | Prior to 2015 | N/A | N/A | Silver Springs Basin | N/A | Not provided | Not provided | Village Center CDD | Not provided | N/A | N/A | 28.882314 | -81.980146
3996 | SILV | Villages Center CDD | N/A | S106 | LSSA Waste WWTP – SCADA | SCADA Installation and operation at the LSSA plant and collection system lift stations. | WWTF Upgrade | Completed | 1997 | Prior to 2015 | N/A | N/A | Silver Springs Basin | N/A | Not provided | Not provided | Village Center CDD | Not provided | N/A | N/A | 28.953934 | -81.984057
4125 | WEKR | City of Altamonte Springs | N/A | AS-19 | Adventist Health System Headquarters Development | Remove five septic systems within 200 meters of receiving waterbody by connecting them to city sanitary system. | OSTDS Phase Out | Completed | Prior to 2015 | 2011 | 72.36 | 12.51 | Outside Springshed | N/A | N/A | N/A | N/A | N/A | N/A | Not provided | 28.643108333 | -81.412461111
4126 | WEKR | City of Altamonte Springs | N/A | AS-20 | Spring St., Central St., Marker St., and Campello St. Septic System Removal | Remove seven septic systems within 200 meters of receiving waterbody by connecting them to city sanitary system. | OSTDS Phase Out | Completed | Prior to 2015 | 2011 | 101.31 | 17.51 | Outside Springshed | N/A | N/A | N/A | N/A | N/A | N/A | Not provided | Not provided | Not provided
4127 | WEKR | City of Altamonte Springs | N/A | AS-21 | 640 Jasmine Ave. Septic System Removal | Remove one septic system within 200 meters of receiving waterbody by connecting it to city sanitary system. | OSTDS Phase Out | Completed | Prior to 2015 | 2011 | 14.5 | 2.5 | Outside Springshed | N/A | N/A | N/A | N/A | N/A | N/A | Not provided | 28.662683333 | -81.368761111
5506 | STLU | Coordinating Agency | SFWMD/ DEP/ FDACS | CA-03 | Adams-Russakis Ranch WMA | 1,000-acre project area, which has an estimated water storage benefit of 536 ac-ft/yr. | Dispersed Water Management (DWM) | Completed | 2020 | 2020 | N/A | N/A | Primary BMAP Area | 1000 | 50500 | 57500 | Florida Legislature | $50,500 | N/A | N/A | 27.410206198 | -80.67135246
5507 | STLU | Coordinating Agency | SFWMD/ DEP/ FDACS | CA-04 | C-23/24 Interim Storage Section C Water Farm | 297-acre project area, which has an estimated water storage benefit of 2,958 ac-ft/yr. | Dispersed Water Management (DWM) | Completed | 2017 | 2017 | N/A | N/A | Primary BMAP Area | 297 | 3055367.95 | 45500 | SFWMD/ Florida Legislature | SFWMD - $2,434,532/ Florida Legislature - $620,836 | N/A | N/A | 27.329317366 | -80.587948826
4182 | RAIN | SWFWMD | Marion County School District | R075 | Dunnellon Elementary School Rain Barrels | Students and families were educated on the use of rain barrels for irrigation as a way of conserving water. | Education Efforts | Completed | 2003 | 2003 | N/A | N/A | Rainbow Springs Basin | N/A | 2975 | N/A | SWFWMD | Not provided | N/A | Not provided | TBD | TBD
4183 | RAIN | Marion County Office of the County Engineer | Marion County Stormwater Section | R076 | Rainbow Springs 5th Replat Stormwater Retrofit – CP #72 | Retrofit of DRAs 2166, 2176 and 2188 with biosorption-activated media for nitrogen reduction. | Retention/Detention BMP Retrofit with Nutrient Reducing Media | Completed | 2017 | 2019 | 36.4959 | N/A | Rainbow Springs PFA | 89.8 | 414000 | 940.5 | Marion County Stormwater Assessment | $242,778 | N/A | 16CF0000144 | 29.085490 | -82.444069
4184 | RAIN | City of Williston | N/A | R077 | Williston WWTP Upgrade | Upgrade of the City of Williston WWTF to improve nitrogen removal. Currently, the facility does not have an effluent reporting limit for TN. | WWTF Nutrient Reduction | Underway | 2019 | 2022 | 1535 | N/A | Rainbow Springs Basin | N/A | 3521000 | 15000 | City Matching Funds/ CDBG/ Springs Funding/ Uncertain | Spring Funding - $2,300,000/ CDBG $750,000/ $500,000 Uncertain | LP38062 | Not provided | 29.39594 | -82.453176
4185 | RAIN | DEP – Division of State Lands | Office of Greenways and Trails | R068 | Carr Farm/Price's Scrub | The Carr Farm/Price’s Scrub located between Alachua County and Marion County is Peninsular Florida's northernmost example of scrub community. 962 acres, in Marion County, have been acquired to date with purchase of 305 acres to complete acquisition. | Land Acquisition | Underway | 2001 | TBD | N/A | N/A | Rainbow Springs Basin | 1267 | 1975000 | Not provided | FCT/ Office of Greenways and Trails | Not provided | TBD | Not provided | TBD | TBD
4186 | RAIN | SWFWMD | N/A | R042 | Community Landscape/Irrigation Evaluation Specialist | Consultant evaluated ten locations in five counties, including Marion, and made recommendations for water conservation in community landscapes and irrigation. | Education Efforts | Completed | 2009 | 2009 | N/A | N/A | Rainbow Springs Basin | N/A | 6000 | N/A | SWFWMD | $6,000 | N/A | Not provided | TBD | TBD
4187 | RAIN | SWFWMD | Marion County Board of County Commissioners (BOCC)/ Clean Water Department | R035 | Rainbow River Vegetation Education | Funding helped develop DVDs, brochures and posters describing the value of aquatic vegetation to the sustainability of the aquatic community and recommending proper etiquette of river use. | Education Efforts | Completed | 2011 | 2011 | N/A | N/A | Rainbow Springs Basin | N/A | 4800 | N/A | SWFWMD | $4,800 | N/A | Not provided | TBD | TBD
4634 | WEKR | City of Altamonte Springs | City of Altamonte Springs/ SJRWMD/ Seminole County/ Orange County | AS-01 | Little Wekiva River Erosion Management Projects (1, 2, and 3) | Install structural controls to provide riverbank stabilization. | Shoreline Stabilization | Completed | Prior to 2015 | 2000 | 24.7324 | 17 | Inside Springshed | N/A | 350000 | 1000 | Not provided | $350,000 | N/A | Not provided | Not provided | Not provided
4635 | WEKR | City of Altamonte Springs | City of Altamonte Springs/ SJRWMD/ Seminole County/ Orange County | AS-02 | Riverbend Apartments Shoreline Stabilization | Install structural controls to provide riverbank stabilization. | Shoreline Stabilization | Completed | Prior to 2015 | 2004 | 10.773 | 7.5 | Inside Springshed | N/A | 250000 | 500 | Not provided | $250,000 | N/A | Not provided | 28.663619444 | -81.409716667
4636 | WEKR | City of Altamonte Springs | N/A | AS-03 | Stimmell Tract Land Preservation (Audubon Society) | Conservation project – purchase 268 acres of land for preservation. | Land Preservation | Completed | Prior to 2015 | 2004 | N/A | N/A | Inside Springshed | 268 | 398444 | N/A | N/A | $398,444 | N/A | Not provided | 28.712083333 | -81.4218
4637 | WEKR | City of Altamonte Springs | N/A | AS-04 | Altamonte Springs Shopping Center (Crossroads) Development | Construct 20,602-square-foot retail/restaurant building with attendant parking and site utilities, plus stormwater facilities, on 2.06-acre site, providing higher level of stormwater treatment as result of city ordinance. | Stormwater System Upgrade | Completed | Prior to 2015 | 2010 | 0.12139 | 0.1 | Inside Springshed | 1.7 | N/A | N/A | N/A | N/A | N/A | Not provided | 28.643738889 | -81.414936111
4654 | WEKR | FDACS | Agricultural Producers | FDACS-02 | BMP Implementation and Verification - Livestock Waste | Enrollment and verification of livestock waste BMPs by agricultural producers. Reductions based on efficiencies referenced in the BMAP and 100% NOI Enrollment. | Agricultural BMPs | Underway | N/A | N/A | 797.8 | N/A | Inside Springshed | 4205 | N/A | N/A | FDACS | TBD | N/A | N/A | Not provided | Not provided
4655 | WEKR | FDACS | Agricultural Producers | FDACS-03 | BMP Implementation and Verification - Nurseries | Enrollment and verification of nursery BMPs by agricultural producers. Reductions based on efficiencies referenced in the BMAP and 100% NOI Enrollment. | Agricultural BMPs | Underway | N/A | N/A | 0 | N/A | Inside Springshed | 1306 | N/A | N/A | FDACS | TBD | N/A | N/A | Not provided | Not provided
4656 | WEKR | FDOT District 5 | N/A | FDOT-02 | FM: 239289 (2 Treatment Projects) | State Road 438: Treatment Basin 2 (Ponds 2A, 2B, and 2C) and Wet Detention Pond 4 providing treatment for runoff generated from existing and proposed pavement. | BMP Treatment Train | Completed | 2002 | 2004 | 13.3525 | 9.4 | Inside Springshed | Not provided | Not provided | Not provided | Florida Legislature | Not provided | N/A | Not provided | 28.574648 | -81.507867
4657 | WEKR | FDOT District 5 | N/A | FDOT-07 | FM: 410983-1 | State Road 50: from Avalon Road to State Road 429/ Western Beltway; Wet Detention Pond L-4, L-7, M-10/11, and N-2/2A providing treatment for existing and new pavement. | Stormwater System Upgrade | Completed | 2009 | 2014 | 59.3275 | 41.84 | Inside Springshed | 6.59 | Not provided | Not provided | Florida Legislature | Not provided | N/A | Not provided | 28.552708 | -81.601536
4165 | RAIN | Marion County Office of the County Engineer | N/A | B035 | Marion County Aquifer Vulnerability Assessment | Marion County. The MCAVA project provides a scientifically defensible water-resource management and protection tool that uses a map to show relative aquifer vulnerability for use in guiding growth. | Study | Completed | 2007 | 2007 | N/A | N/A | Rainbow Springs Basin/ Silver Springs Basin | N/A | 82850 | N/A | Marion County Stormwater Assessment | $82,850 | N/A | N/A | Not provided | Not provided
4166 | RAIN | Marion County Office of the County Engineer | SWFWMD | B034 | Marion County Watershed Management Plan (WMP) | Countywide WMPs prepare that include creation and maintenance of a comprehensive geodatabase for Marion County storm sewer system data, watershed boundaries and hydrologic features county-wide. | Study | Completed | 2003 | 2003 | N/A | N/A | Rainbow Springs Basin/ Silver Springs Basin | N/A | 337000 | N/A | Marion County Stormwater Assessment/ SWFWMD | Not provided | N/A | N/A | TBD | TBD
4174 | RAIN | City of Dunnellon | N/A | R057 | Rio Vista WWTF Decommissioning | Planned project will decommission the Rio Vista WWTP and convert an existing lift station to pump waste water to the Rainbow Springs plant. | Decommission/ Abandonment | Completed | 2014 | 2015 | N/A | N/A | Rainbow Springs Basin | N/A | Not provided | Not provided | Not provided | Not provided | Not provided | Not provided | 29.0621 | -82.4342
4175 | RAIN | DEP – Division of State Lands | N/A | R067 | Bear Hammock | The Bear Hammock project in southern Marion County would enhances goals of better coordination of land–acquisition efforts by acting as a connector between Goethe State Forest and the Marjorie Harris Carr Cross Florida Greenway. No land acquired to date. | Land Acquisition | Planned | 2008 | TBD | N/A | N/A | Rainbow Springs Basin | 4680 | 32576529 | Not provided | FCT | Not provided | TBD | Not provided | TBD | TBD
4176 | RAIN | Florida Governmental Utility Authority | City of Dunnellon/ Marion County Utilities | R053 | Wastewater Level of Service Coordination – OSTDS Abatement | Coordination between FGUA, MCU and City of Dunnellon utility to improve treatment of wastewater in the Rainbow Springs area. Project would allow about 266 OSTDS to hook up to central sewer, with the potential for additional connections in future. | OSTDS Phase Out | Planned | N/A | N/A | N/A | N/A | Rainbow Springs Basin | N/A | N/A | N/A | TBD | TBD | N/A | Not provided | Not provided | Not provided
4177 | RAIN | SWFWMD | SWFWMD | R070 | 2015–2019 Springs Management Plan | District management plan which provides an overview of springs issues and potential actions to improve spring conditions. | Study | Completed | 2013 | 2014 | N/A | N/A | Rainbow Springs Basin | N/A | Not provided | N/A | SWFWMD | Not provided | N/A | Not provided | TBD | TBD
4178 | RAIN | Marion County Office of the County Engineer | Marion County Stormwater Section | R051 | Bold & Gold™ Stormwater Retrofits in Rainbow Springs BMAP Area | Proposed retrofit of multiple high infiltrating dry retention ponds with Bold & Gold to reduce nitrogen load to the springs. Targeting ponds in areas with high estimated nitrogen loads starting with those closer in proximity to the springs. | Retention/Detention BMP Retrofit with Nutrient Reducing Media | Canceled | 2015 | N/A | N/A | N/A | Rainbow Springs Basin | N/A | N/A | N/A | N/A | N/A | N/A | N/A | N/A | N/A
4179 | RAIN | Bay Laurel Center CDD | N/A | R072 | Operational Improvements | Operational staff utilizing oxidation–reduction potential probes and cyclic aeration to provide denitrification. | WWTF Nutrient Reduction | Completed | 2013 | 2017 | N/A | N/A | Rainbow Springs Basin | N/A | 1500 | Not provided | Bay Laurel Center CDD | Not provided | N/A | N/A | TBD | TBD
3502 | OKEE | City of Orlando | N/A | ORL-14 | Lake Sunset Basin Inlet Baskets | Eight inlet baskets installed to remove gross pollutants, including organic debris, sediment and litter. 15 cubic yards/yr of material collected. | Catch Basin Inserts/Inlet Filter Cleanout | Ongoing | Not provided | N/A | 18.7 | 18.4 | Upper Kissimmee | Not provided | 8550 | 11451 | City of Orlando Streets and Stormwater Division | Not provided | N/A | N/A | 28.524905 | -81.423372
3503 | OKEE | City of Orlando | N/A | ORL-15 | Walker Lagoon Basin Inlet Baskets | Sixteen inlet baskets installed to remove gross pollutants, including organic debris, sediment and litter. 35.1 cubic yards/yr of material collected. | Catch Basin Inserts/Inlet Filter Cleanout | Ongoing | Not provided | N/A | 16.4 | 16.2 | Upper Kissimmee | Not provided | 17755 | 7049 | City of Orlando Streets and Stormwater Division | Not provided | N/A | N/A | 28.521432 | -81.435768
3504 | OKEE | City of Orlando | N/A | ORL-16 | Street Sweeping | Street sweeping within all public roads in City limits. 22,325.2 cubic yards/yr of material collected. | Street Sweeping | Ongoing | Not provided | N/A | 212.5 | 218.9 | Upper Kissimmee | N/A | Not provided | 850000 | City of Orlando Streets and Stormwater Division | $850,000 | N/A | N/A | 28.521432 | -81.435768
3505 | OKEE | City of Orlando | N/A | ORL-17 | Education and Outreach | FYN; landscaping, irrigation, fertilizer, and pet waste management ordinances; PSAs; pamphlets; website; and illicit discharge program. | Education Efforts | Ongoing | Not provided | N/A | 2852.2 | 1311.6 | Upper Kissimmee | 32625.2 | 51500 | Not provided | City of Orlando Streets and Stormwater Division | Not provided | N/A | N/A | 28.521432 | -81.435768
3506 | OKEE | Osceola County | N/A | OSC-01 | Narcoossee Road IB Ponds 2 and 3 | Roadway widening. | Wet Detention Pond | Completed | Not provided | 2011 | 9.4 | 0.9 | Upper Kissimmee | 126 | Not provided | 4195 | Osceola County | Not provided | N/A | N/A | 28.2583386019 | -81.2418667883
3894 | SILV | Marion County Office of the County Engineer | Marion County Stormwater Section/ SWFWMD | B028 | SW 85th St/SW 40th Ave. Stormwater Retrofit | Construction of a drainage retention area lined with Bold & Gold™ soil amendment to enhance nitrogen removal. Post construction event monitoring has shown a 70 % reduction in TN through the soil amendment layer. | Retention/Detention BMP Retrofit with Nutrient Reducing Media | Completed | 2012 | 2012 | 26.406 | N/A | Rainbow Springs Basin/ Silver Springs Basin | 32 | 330000 | 803.5 | Marion County Stormwater Assessment/ SWFWMD Cooperative Funding | Marion County Stormwater Assessment - $225,347/ SWFWMD Cooperative Funding - $105,000 | N/A | 11C00000097 | 29.098216 | -82.190157
4679 | WEKR | City of Ocoee | N/A | O-18 | West Colonial Property | Construct 6.95-acre commercial development; sewered area. | Stormwater System Upgrade | Underway | Not provided | 2015 | 0.75563 | 0.4 | Inside Springshed | 6.95 | Not provided | Not provided | Not provided | Not provided | N/A | Not provided | 28.550526 | -81.555426
4680 | WEKR | City of Ocoee | N/A | O-19 | Street Sweeping | Streets are swept daily; All Debris Collected from Street Sweeping and Pollution Boxes is stock piled and sent to Landfill, length = 82 miles; road length swept = 3,500 miles per year; 600 tons of debris removed annually. | Street Sweeping | Ongoing | Not provided | N/A | 87.0946 | 368 | Inside Springshed | Not provided | Not provided | Not provided | City Stormwater Fund | Not provided | N/A | Not provided | 28.579569 | -81.533252
4681 | WEKR | City of Ocoee | N/A | O-20 | Lift Station #7 Rehab and Relocation | Existing lift station at end of life cycle and experiencing operational issues; relocate replacement station north 900 feet, provide new generator set, provide bypass pumping, and increase pump horsepower. | Sanitary Sewer and Wastewater Treatment Facility (WWTF) Maintenance | Completed | Not provided | 2015 | Not provided | N/A | Inside Springshed | N/A | 1901067 | Not provided | City of Ocoee | Not provided | N/A | Not provided | 28.556329 | -81.538175
4682 | WEKR | City of Ocoee | N/A | O-21 | Willows on the Lake | Construct surface water management system to serve 86-unit, single-family, 15.18-acre subdivision and 9.99-acre Publix shopping center. | Stormwater System Upgrade | Completed | Not provided | 2001 | 0.9544 | 0.6 | Inside Springshed | 15.18 | Not provided | Not provided | Not provided | Not provided | N/A | Not provided | 28.576227 | -81.515839
4683 | WEKR | City of Ocoee | N/A | O-22 | Bluford Ave. and Orlando Ave, Stormwater Improvements Project | Project consists of retrofitting area with no stormwater collection and treatment. | Stormwater System Upgrade | Completed | Not provided | 2016 | 5.3 | 2.7 | Inside Springshed | 23.7 | 1425549 | Not provided | City Stormwater Fund | Not provided | N/A | Not provided | 28.562679 | -81.544022
4684 | WEKR | City of Ocoee | N/A | O-23 | Ocoee Downtown Master Stormwater Park | Project consists of revitalizing the city downtown area of approximately 41 acres with a regional stormwater collection and treatment. City to perform pre and post water quality evaluate impairment to Starke Lake. | Regional Stormwater Treatment | Underway | 2021 | 2022 | TBD | TBD | Inside Springshed | 200 | 7000000 | Not provided | City Funding/ Bond | Not provided | N/A | Not provided | 28.572014 | -81.5436
4685 | WEKR | City of Ocoee | N/A | O-24 | Public Works Complex Stormwater Management System | Retrofitting Public Works Complex with stormwater management system. | Wet Detention Pond | Completed | Not provided | 2016 | 1.3 | 1.2 | Inside Springshed | 7.5 | 147041 | Not provided | City Stormwater Fund | Not provided | N/A | Not provided | 28.564267 | -81.549466
4686 | WEKR | City of Ocoee | N/A | O-25 | White Road Stormwater Improvements | Retrofitting Road with exfiltration system design. | Exfiltration Trench | Completed | Not provided | 2017 | 1.2 | 0.7 | Inside Springshed | 1.6 | 405960 | Not provided | City Stormwater Fund | Not provided | N/A | Not provided | 28.562779 | -81.515791
5345 | MANA | Manatee County | SWFWMD | MC-0007 | Pearce Drain/Gap Creek Water Quality Plan | Surface Water Resource Assessment and WQ BMP Alternatives Assessment Pearce Drain/Gap Creek (Tidal Braden River)watersheds. | FIB- Source Identification Activities | Planned | 2021 | 2022 | N/A | N/A | Manatee River Basin | N/A | TBD | TBD | Manatee County/ SWFWMD | Manatee County/ SWFWMD - $110,000 | N/A | Not provided | Incompatible Point | Incompatible Point
5346 | MANA | Manatee County | SWFWMD | MC-0008 | South County Watersheds | Watershed Management Plan and Surface Water Resource Assessment for South County watersheds (Tidal Braden River watersheds). | FIB- Source Identification Activities | Planned | 2021 | TBD | N/A | N/A | Manatee River Basin | N/A | TBD | TBD | Manatee County/ SWFWMD | Manatee County/ SWFWMD - $1,488,000 | N/A | Not provided | 27.420090 | -82.423226
5347 | NIRL | Brevard County | SOIRL/ Brevard Zoo | BC-100 | Bomalaski Oyster Bar | Construct 100 linear foot oyster reef. | Creating/ Enhancing Oyster Reefs | Completed | Not provided | 2018 | N/A | N/A | B | N/A | 8900 | Not provided | SOIRL | SOIRL - $8,900 | N/A | Not provided | 28.1463676 | -80.606236
5348 | NIRL | Brevard County | SOIRL/ MRC | BC-101 | Grass Clippings Campaign Phase 1 | Not provided. | Enhanced Public Education | Ongoing | Not provided | 2019 | N/A | N/A | A | N/A | 6667 | N/A | SOIRL | SOIRL - $20,000 | N/A | Not provided | 28.64746 | -80.76476
5349 | NIRL | Brevard County | SOIRL/ MRC | BC-101a | Grass Clippings Campaign Phase 1 | Not provided. | Enhanced Public Education | Ongoing | Not provided | 2019 | N/A | N/A | B | N/A | N/A | N/A | N/A | N/A | N/A | Not provided | 28.32532 | -80.69247
5350 | NIRL | Brevard County | SOIRL | BC-102 | Education Efforts | Fertilizer, grass clippings, and septic system maintenance. | Enhanced Public Education | Ongoing | 2019 | 2027 | N/A | N/A | A | N/A | 187500 | N/A | SOIRL | SOIRL - $187,500 | N/A | Not provided | 28.64746 | -80.76476
5351 | NIRL | Brevard County | SOIRL | BC-102a | Education Efforts | Fertilizer, grass clippings, and septic system maintenance. | Enhanced Public Education | Ongoing | 2019 | 2027 | N/A | N/A | B | N/A | N/A | N/A | N/A | N/A | N/A | Not provided | 28.32532 | -80.69247
5352 | NIRL | Brevard County | SOIRL | BC-103 | Mims Muck Removal Interstitial Treatment | The treatment of muck dredging spoil site out-flow water for the removal of nitrogen and phosphorus. | Muck Removal/Restoration Dredging | Completed | 2018 | 2018 | TBD | TBD | A | N/A | 2162286 | TBD | TBD | TBD | N/A | TBD | 28.677671 | -80.826148
5353 | NIRL | Brevard County | LF/ SOIRL | BC-104 | Countyline Ditch Road - BB#10 | Adding a media to remove nitrogen by denitrification. The media will be added to the side slope of the pond or the bottom of the swale. | Biosorption Activated Media (BAM) | Completed | 2017 | 2020 | TBD | TBD | A | 404 | 200000 | Not provided | LF/ SOIRL | LF - $107,773/ SOIRL - $72,773 | N/A | TBD | 28.79108 | -80.88132
3947 | SILV | Marion County Growth Services | N/A | B004 | Marion County Rural Community Land Use Designation | Comprehensive Plan Future Land Use Element Policy 2.1.18 establishes rural community future land use designation. Article 3 of Land Development Code defines rural community design provisions. | Regulations, Ordinances, and Guidelines | Completed | 2000 | 2000 | N/A | N/A | Rainbow Springs Basin/ Silver Springs Basin | N/A | Not provided | N/A | Not provided | Not provided | N/A | Not provided | TBD | TBD
3948 | SILV | Marion County Office of the County Engineer | Marion County Stormwater Section | B037 | Marion County Stormwater Program – NPDES MS4 Permit | Implementation of Stormwater Education Plan to ensure compliance with NPDES MS4 permit public education requirements. | Education Efforts | Ongoing | 2003 | N/A | N/A | N/A | Rainbow Springs Basin/ Silver Springs Basin | N/A | 49415 | N/A | Marion County Stormwater Assessment | TBD | N/A | N/A | Not provided | Not provided
3949 | SILV | Marion County Growth Services | N/A | B002 | Marion County TVR | TVR Program to minimize dense development of vested properties without supporting infrastructure, permitting county to better plan for future growth. Article 3 of Land Development Code defines TVR Program and eligible sending and receiving areas. | Regulations, Ordinances, and Guidelines | Completed | 2000 | 2000 | N/A | N/A | Rainbow Springs Basin/ Silver Springs Basin | N/A | Not provided | N/A | Not provided | Not provided | N/A | Not provided | TBD | TBD
3950 | SILV | Marion County Parks | N/A | S094 | Sports Field Maintenance Equipment Washdown Area | Construction of a “closed system equipment wash down area”, allowing parks staff to wash down equipment used for maintaining sports fields. Four sites close to Silver Springs are a priority for construction of the wash down facilities. | Regulations, Ordinances, and Guidelines | Planned | TBD | TBD | N/A | N/A | Silver Springs Basin | N/A | Not provided | Not provided | Marion County General Fund | Not provided | N/A | Not provided | TBD | TBD
3951 | SILV | DEP–Division of Recreation and Parks | N/A | S093 | Silver Springs State Park Management Plan Amendment – Sewer Upgrades | Management plan for Silver Springs State Park amended in May 2014 to include merger of Silver Springs attraction into Silver River State Park. Management goals were developed to provide maintenance of the former attraction's sewer system. | Sanitary Sewer and Wastewater Treatment Facility (WWTF) Maintenance | Completed | 2014 | 2014 | Not provided | N/A | Silver Springs PFA | N/A | 1976335 | N/A | DEP | $1,976,335 | Not provided | Not provided | TBD | TBD
3952 | SILV | City of Ocala | SJRWMD | S092 | City of Ocala WRF 2 Nutrient Reduction Plan | Upgrade WWTP for advanced treatment and expand the availability of reclaimed water for irrigation use. The project consists of construction of two 3.25 mgd Carrousels. This will allow the City of Ocala to reduce effluent TN <3 mg/L. | WWTF Nutrient Reduction | Completed | 2014 | 2016 | N/A | N/A | Silver Springs PFA | N/A | 12144000 | Not provided | City of Ocala/ SJRWMD/ Legislative Funding | City of Ocala – $8,304,000/ SJRWMD – $1,920,000/ Legislative Funding – $1,275,620 | N/A | Not provided | TBD | TBD
3953 | SILV | City of Ocala | Not provided | S091 | City of Ocala Nitrogen Reduction Project | Upgrade of WRF 2 to AWT standard for TN and decommission WRF 1. WRF 1, a trickling filter facility and is not designed for the removal of nitrate. WRF 2 and #3 will handle the flows from WRF 1 and all of the plants will be interconnected. | WWTF Nutrient Reduction | Completed | 2016 | 2016 | N/A | N/A | Silver Springs PFA | N/A | 16000000 | Not provided | City of Ocala | City of Ocala - $9,600,001 | Not provided | Not provided | TBD | TBD
4122 | WEKR | City of Altamonte Springs | N/A | AS-24 | Central Parkway Force Main Replacement from Lift Station (LS) 54 to Montgomery Rd. | Replace 1,230 linear feet of failing 8-inch force main. | WWTF Upgrade | Completed | Prior to 2015 | 2007 | 4.56 | 4.4 | Outside Springshed | N/A | 245133 | N/A | Public Works Capital Project Fund | $245,133 | N/A | Not provided | 28.672883333 | -81.398633333
4131 | WEKR | FDOT District 5 | N/A | FDOT-05d | FM: 238314-1 (Wet Detention Pond 5a/5b) | State Road 500: Dry Retention Ponds 2, 4, 6; Wet Detention Ponds 3E, 5 A/B; Ponds 3B, 3C, 3D; French drain providing treatment for runoff generated from existing and proposed pavement. | Wet Detention Pond | Completed | 2003 | 2008 | 39.32 | 4.21 | Outside Springshed | 6.33 | Not provided | Not provided | Florida Legislature | Not provided | N/A | Not provided | 28.822892 | -81.684541
4132 | WEKR | City of Maitland | N/A | M-01 | Street Sweeping | Streets are swept twice a month; roadway length swept = 23.86 miles per 2 weeks; total miles swept = 572.64 miles per year. | Street Sweeping | Ongoing | 2000 | N/A | 3.6416 | 15 | Outside Springshed | N/A | N/A | N/A | City of Maitland | N/A | N/A | Not provided | Not provided | Not provided
4133 | WEKR | City of Mount Dora | Not provided | MD-01 | 5th and McDonald Parking Lot | Install three 36-inch diameter exfiltration pipes under new parking lot. | Exfiltration Trench | Completed | Prior to 2015 | Prior to 2015 | Not provided | Not provided | Outside Springshed | Not provided | Not provided | Not provided | Not provided | Not provided | Not provided | Not provided | 28.800914 | -81.646963
4134 | WEKR | City of Mount Dora | Not provided | MD-02 | Highway 441 and Highway 46 StormTech Installation | Install StormTech system - 100 LF inline arrangement with "isolator rows" at each end for maintenance. | Exfiltration Trench | Completed | Prior to 2015 | Prior to 2015 | Not provided | Not provided | Outside Springshed | Not provided | Not provided | Not provided | Not provided | Not provided | Not provided | Not provided | 28.796894 | -81.625176
4135 | WEKR | City of Mount Dora | Not provided | MD-03 | St. Johns St. StormTech Installation | Install StormTech system - 250 LF rows with "isolator row" for maintenance; regraded and paved road to improve drainage. | Exfiltration Trench | Completed | Prior to 2015 | Prior to 2015 | Not provided | Not provided | Outside Springshed | Not provided | 18000 | Not provided | Not provided | Not provided | Not provided | Not provided | 28.790461 | -81.64027
4136 | WEKR | Lake County | DEP | LC-11 | Erosion Control Inspector Training | Lake County staff has become certified to instruct on the DEP Sedimentation and Erosion Control Inspector's certification program. County hosts annual class and exam free to local contractors and municipal employees. | Shoreline Stabilization | Underway | 2013 | TBD | N/A | N/A | Outside Springshed | N/A | Not provided | Not provided | Lake County | Not provided | Not provided | Not provided | 28.81778 | -81.548967
4379 | CIRL | Fellsmere WCD | City of Fellsmere/ SJRWMD | FWCD-08 | SOUTH REGIONAL LAKE | Created wetland flow through system. Reductions to be split with the City of Fellsmere once determined. | BMP Treatment Train | Underway | Not provided | TBD | TBD | TBD | SEB | 627.4 | TBD | TBD | SJRWMD/ City of Fellsmere | TBD | N/A | Not provided | 27.760913905 | -80.586391078
4380 | CIRL | Fellsmere WCD | City of Fellsmere/ SJRWMD | FWCD-09 | NORTH REGIONAL LAKE | Reductions to be split with the City of Fellsmere once determined. | Wet Detention Pond | Completed | Not provided | 2018 | TBD | TBD | SEB | 367.4 | TBD | TBD | SJRWMD | TBD | N/A | Not provided | 27.771035351 | -80.588946921
4381 | CIRL | City of Melbourne | SOIRL | MEL-13 | Espanolia Baffle Box | Installation of baffle box along with pipe replacement. | Baffle Boxes- Second Generation with Media | Planned | 2021 | 2022 | 457.8521 | 73.4398 | A | 61 | 550000 | TBD | City/ SOIRL | $105,000 | N/A | Not provided | 28.082862983 | -80.630248096
4390 | HILL | City of Tampa | N/A | COT-050 | Cypress St. Outfall Phase II | Construction of a box culvert at the Cypress Street outfall to North Blvd; a large junction box at North Blvd. and Cypress Street; and a dual box culvert from North Blvd. to Cass St. with a stub-out at Cass St. to serve future stormwater upgrades. | FIB- Stormwater | Planned | Not provided | 2021 | N/A | N/A | Lower Hillsborough River | N/A | 32200000 | Not provided | City of Tampa | Not provided | Not provided | Not provided | Not provided | Not provided
3561 | OKEE | Orange County | Not provided | OC-16 | Lake Tyler CIB | Curb or grate inlet filter baskets (10). | Catch Basin Inserts/Inlet Filter Cleanout | Completed | 2008 | Prior to 2014 | 1.1 | 1.1 | Upper Kissimmee | 7 | 11000 | 1164 | Not provided | Not provided | Not provided | N/A | 28.4945999998 | -81.4161166669
3562 | OKEE | Orange County | N/A | OC-17 | Lake Down/Windermere CIB | Curb or grate inlet filter baskets (51) to collect 16,934 lbs/yr of material. | Catch Basin Inserts/Inlet Filter Cleanout | Completed | 2014 | 2014 | 3.8 | 3.8 | Upper Kissimmee | 34 | 56000 | 16063 | Windermere Water and Navigation Control District (MSTU) | Not provided | N/A | N/A | Not provided | Not provided
3563 | OKEE | Orange County | N/A | OC-18 | Lake Tibet CIB | Curb or grate inlet filter baskets (92) to collect 13,494 lbs/yr of material. | Catch Basin Inserts/Inlet Filter Cleanout | Ongoing | 2008 | N/A | 3.1 | 3 | Upper Kissimmee | 58 | 31000 | 8000 | Windermere Water and Navigation Control District (MSTU) | Not provided | N/A | N/A | 28.4519545702 | -81.5162090999
3564 | OKEE | Orange County | N/A | OC-19 | Lisa Waterway Continuous Deflective Separation (CDS) Unit | Treats runoff from Orange Avenue. | Hydrodynamic Separators | Completed | 2008 | Prior to 2014 | 2.6 | 1.7 | Upper Kissimmee | Not provided | 225000 | 6988 | Lake Conway Taxing District (MSTU) | Not provided | N/A | N/A | Not provided | Not provided
3565 | OKEE | Orange County | N/A | OC-36 | Lake Jessamine 608 Viscaya NSB1 | Treat stormwater from Viscaya Avenue. | Baffle Boxes- Second Generation with Media | Completed | 2015 | 2015 | TBD | TBD | Upper Kissimmee | Not provided | Not provided | 1175 | Lake Jessamine Taxing District (MSTU) | $1,175 | N/A | N/A | 28.49142 | -81.38179
3566 | OKEE | Orange County | Not provided | OC-21 | Randolph Avenue Stormceptor™ | Stormceptor™. | Hydrodynamic Separators | Completed | Prior to 2014 | Prior to 2014 | 0 | 0 | Upper Kissimmee | Not provided | Not provided | Not provided | Not provided | Not provided | Not provided | N/A | Not provided | Not provided
3567 | OKEE | Osceola County | N/A | OSC-13 | Neptune Rd. Stormwater Reuse | Stormwater reuse for landscape irrigation from Ponds 100/101 and 300. | Stormwater Reuse | Completed | Not provided | Prior to 2014 | 124.7 | 5.9 | Upper Kissimmee | 34.6 | 640690 | 26000 | Osceola County | Not provided | N/A | N/A | 28.2850984905 | -81.3719461015
3568 | OKEE | Orange County | FDOT District 5/ City of Edgewood | OC-23 | Lake Mary Jess Pond | Wet retention pond created from canal. | Wet Detention Pond | Completed | 2013 | 2013 | 9.3 | 10.7 | Upper Kissimmee | 27.2 | 534795 | 6000 | FDOT District 5/ City of Edgewood | Not provided | N/A | N/A | 28.4760306901 | -81.3706967677
3569 | OKEE | Orange County | N/A | OC-24 | Lake Odell Sediment Sump | Small sump collects sediment from roadway, with an estimate of 12,000 lbs/yr of material. | Control Structure | Completed | 2014 | 2014 | 2.1 | 2.2 | Upper Kissimmee | N/A | 33300 | 1500 | Orange County | Not provided | N/A | N/A | Not provided | Not provided
3570 | OKEE | Orange County | SJRWMD | OC-25 | Lake Jennie Jewell Nutrient Separating Baffle Box (NSBB) fitted with bioactivated media. | Construct second generation NSBB containing media. Improve headwall and fore bay prior to discharge to the lake off Summerlin Avenue. | Baffle Boxes- Second Generation with Media | Completed | 2018 | 2019 | 103.7 | 0.6 | Upper Kissimmee | 24.7 | 316003.35 | 2500 | SJRWMD/ Orange County | $83,135 | N/A | 31843 | 28.4993098558 | -81.3668453832
3571 | OKEE | Orange County | N/A | OC-26 | Lake Anderson Alum Treatment System | Storm pond enhancement with alum. | Stormwater - Alum Injection System | Completed | 2017 | 2017 | 782.5 | 13.3 | Upper Kissimmee | 170.5 | 345166 | 16900 | Orange County/ Lake Anderson MSBU | Not provided | N/A | N/A | 28.5037124659 | -81.3351296142
3572 | OKEE | Orange County | N/A | OC-27 | Lake Jessamine Surface Alum | Whole-lake alum treatment. | In Waterbody - Alum Injection System | Completed | 2013 | 2013 | 108.1 | 14 | Upper Kissimmee | 294.1 | 246000 | Not provided | Lake Jessamine Taxing District (MSTU) | Not provided | N/A | N/A | 28.4817657376 | -81.3852880063
3573 | OKEE | Orange County | DEP | OC-28 | Lake Down Alum Treatment Facility | Installation of offline alum injection facility on the upstream portion of the Butler Chain of Lakes to address phosphorus loading to the chain and downstream. | In Waterbody - Alum Injection System | Completed | 2016 | 2016 | 317.8 | 35.6 | Upper Kissimmee | 378.1 | 2000000 | 15000 | Windermere Water and Navigation Control District (MSTU)/ DEP | MSTU - $1,053,000/ DEP319 - $790,000 | G0335 | N/A | 28.5233774377 | -81.5397002628
3574 | OKEE | Orange County | Lake Conway Taxing District (MSTU) | OC-29 | Lake Conway Hydrologic and Nutrient Study | Identify nutrient sources. | Study | Completed | N/A | 2020 | N/A | N/A | Upper Kissimmee | N/A | N/A | N/A | Lake Conway Taxing District (MSTU) | $224,096 | N/A | N/A | Not provided | Not provided
3575 | OKEE | Orange County | N/A | OC-30 | Lake Jennie Jewel CIB Installation | Install baskets in stormwater inlets. | Catch Basin Inserts/Inlet Filter Cleanout | Completed | 2015 | 2015 | 2 | 2 | Upper Kissimmee | N/A | 9360 | 1200 | Orange County | $9,360 | N/A | N/A | Not provided | Not provided
3576 | OKEE | Orange County | N/A | OC-31 | Jewell-Gatlin NSBB | Construct NSBB containing media. | Baffle Boxes- Second Generation with Media | Canceled | N/A | N/A | N/A | N/A | Upper Kissimmee | N/A | N/A | N/A | N/A | N/A | N/A | N/A | N/A | N/A
3577 | OKEE | Orange County | N/A | OC-32 | Lake Gem Mary Nutrient Loading Assessment | Identify impairment sources and provide BMP recommendations. | Study | Completed | 2015 | 2019 | N/A | N/A | Upper Kissimmee | N/A | 162517 | N/A | Orange County | $162,517 | N/A | N/A | 28.49549 | -81.365418
3578 | OKEE | Orange County | DEP | OC-33 | Lake Conway Old Dominion Road NSBB | Treat stormwater from Lake Conway Woods. | Baffle Boxes- Second Generation with Media | Completed | 2015 | 2015 | TBD | TBD | Upper Kissimmee | 39.5 | 173513 | 4258 | Lake Conway Taxing District (MSTU) | DEP - $141,679/ MSTU - $31,834 | LP4803F | N/A | 28.4908 | -81.33812
3579 | OKEE | Orange County | Not provided | OC-20 | Randolph Avenue CDS Unit | Treats runoff from Randolph Avenue. | Hydrodynamic Separators | Completed | Prior to 2014 | Prior to 2014 | 0 | 0 | Upper Kissimmee | Not provided | Not provided | Not provided | Not provided | Not provided | Not provided | N/A | 28.4760811316 | -81.3661506578
3580 | OKEE | Spring Lake Improvement District | N/A | SLID-02 | SLID Improvements Phase 4 | Modification of the existing STA (Project SLID-1) to include a bypass weir to direct more water to the STA. | Stormwater Treatment Areas (STAs) | Canceled | N/A | N/A | N/A | N/A | Lake Istokpoga | N/A | N/A | N/A | N/A | N/A | N/A | N/A | N/A | N/A
4730 | WEKR | Orange County | Not provided | OC-30 | New Hampshire | Pave 0.6-acre dirt road; treatment with open swale and ditch blocks. | Grass swales with swale blocks or raised culverts | Completed | 2009 | 2009 | 0.9104 | 5.6 | Inside Springshed | Not provided | Not provided | Not provided | Not provided | Not provided | Not provided | N/A | 28.682113 | -81.519617
4731 | WEKR | Orange County | Not provided | OC-31 | Sadler Rd. | Pave 1.1-acre dirt road; treatment with open swales and ditch blocks. | Grass swales with swale blocks or raised culverts | Completed | Prior to 2015 | Prior to 2015 | 1.5173 | 8.7 | Inside Springshed | Not provided | Not provided | Not provided | Not provided | Not provided | Not provided | N/A | 28.749753 | -81.587907
4732 | WEKR | Orange County | Not provided | OC-32 | Alternative Surface Program – Group IIIA Projects | Pave 98.93-acre dirt road; treatment with open swales and ditch blocks. | Grass swales with swale blocks or raised culverts | Completed | Prior to 2015 | Prior to 2015 | 139.7458 | 779.9 | Inside Springshed | Not provided | Not provided | Not provided | Not provided | Not provided | Not provided | N/A | Not provided | Not provided
3945 | SILV | Marion County Growth Services | N/A | B006 | Marion County Springs Protection Zones | Comprehensive Plan Future Land Use Element Objective 7.2 establishes Springs Protection Overlay Zones (SPOZ) and identifies extent of Primary and Secondary Zones. Articles 5 and 6 of Land Development Code defines design and development criteria. | Regulations, Ordinances, and Guidelines | Completed | 2005 | 2005 | N/A | N/A | Rainbow Springs Basin/ Silver Springs Basin | N/A | Not provided | N/A | Not provided | Not provided | N/A | Not provided | TBD | TBD
3946 | SILV | City of Ocala | DEP/ City of Ocala (Potentially) | S086 | SkimBoss™ Filtration System – Chazal Park Pond | Addresses drainage well discharge. Retrofit installation of SkimBoss™ filtration system with Bold & Gold™ media – Chazal Park Pond. | Biosorption Activated Media (BAM) | Completed | 2015 | 2020 | TBD | TBD | Silver Springs PFA | 73 | 711594 | 5000 | Section 319(h) Grant/ City of Ocala Stormwater Utility Fees | $490,474 | G0428 | Not provided | TBD | TBD
4463 | OKEE | FDOT District 5 | N/A | FDOT5-31 | 407143-6 State Road 482 (Sand Lake Rd) at John Young Parkway - Overpass over Sand Lake | Overpass over Sand Lake at John Young Parkway (2 wet detention Ponds for FM 407143-1). | Wet Detention Pond | Underway | 2016 | 2021 | 4.3 | 2.4 | Upper Kissimmee | 38.24 | Not provided | Not provided | Florida Legislature | Not provided | N/A | N/A | TBD | TBD
4464 | OKEE | Glades County | City of Moore Haven | GC-03 | Glades County Caloosahatchee River & Estuary Area Wastewater Grant | Elimination of aging and/or failing existing septic systems in the City of Moore Haven. The Project also provides for additional conveyance capacity for additional homes and businesses. | OSTDS Phase Out | Underway | 2018 | 2021 | 126 | 0 | West Lake Okeechobee | 86.5 | 891848 | 12240 | DEP | $891,848 | LP22023 | N/A | 26.8283 | -81.0969
4465 | OKEE | City of Kissimmee | NRCS | KS-08 | Mill Slough Restoration | Mill Slough restored eroded banks and removed excess silt that was washed from the bank along with removal of down trees. | Shoreline Stabilization | Completed | 2018 | 2019 | TBD | TBD | Upper Kissimmee | TBD | 4568383.8 | TBD | NRCS/ City of Kissimmee | $3,530,115 | N/A | N/A | 28.313609 | -81.386032
4167 | RAIN | Marion County Office of the County Engineer | Marion County Stormwater Section | B033 | Street Sweeping of Marion County Roads | Sweep Marion County–maintained roads in Rainbow Basin. Swept 9 times/yr, about 71.8 miles in Basin. 2019 load yield is roughly 306.7 tons. 2019 Upper Ocklawaha BMAP pro-rata share costs for street sweeping was approximately $29,171.08. | Street Sweeping | Canceled | 2003 | N/A | 310 | 169 | Rainbow Springs Basin | N/A | N/A | 31223.23 | Marion County Stormwater Assessment | $23,869 | N/A | N/A | 29.22467 | -82.3387
4168 | RAIN | Marion County Office of the County Engineer | Marion County Stormwater Section | B032 | Sinkhole Repair Program in County DRAs | Part of ongoing stormwater system maintenance activities. Performed as needed by county crews or contractors depending on size and scope of repair. 2019 Rainbow Springs BMAP costs for sinkhole repairs was $57,010.66. | Stormwater System Rehabilitation | Completed | 2003 | 2003 | N/A | N/A | Rainbow Springs Basin/ Silver Springs Basin | N/A | N/A | 51000 | Marion County | $38,677 | N/A | N/A | 29.22467 | -82.3387
4169 | RAIN | Florida Governmental Utility Authority | City of Dunnellon/ Marion County Utilities | R052 | Wastewater Level of Service Coordination – System Upgrade | Coordination between FGUA, MCU, and City of Dunnellon utility to improve level of treatment of wastewater in the Rainbow Springs area. The project would improve the existing level of treatment by constructing a new WWTF that meets AWT. | WWTF Nutrient Reduction | Planned | N/A | N/A | N/A | N/A | Rainbow Springs Basin | N/A | N/A | N/A | TBD | TBD | N/A | Not provided | Not provided | Not provided
4170 | RAIN | Marion County | DEP/ FDOH/ Local Utilities/ SJRWMD/ SWFWMD/ Other Interested Parties | R071 | OSTDS 9–1–1 Strategy | Springs protection educational effort targeting Marion County students. | Study | Completed | 2015 | 2015 | N/A | N/A | Rainbow Springs Basin | N/A | Not provided | N/A | Not provided | Not provided | N/A | 16CF0000143 | 29.085489 | -82.444068
4171 | RAIN | City of Dunnellon | N/A | R050 | Rainbow River Acres Stormwater Retrofit | Project in the vicinity of Oak St. and Palmetto Way. Would construct a stormwater pond to address flooding, provide water quality treatment for stormwater runoff that flows into the Rainbow River. | Wet Detention Pond | Canceled | 2023 | 2023 | N/A | N/A | Rainbow Springs Basin | N/A | N/A | N/A | City of Dunnellon | N/A | N/A | Not provided | N/A | N/A
4172 | RAIN | SWFWMD | N/A | R055 | P301 Design and Permitting Phase – Wastewater Disposal Treatment Wetlands | Design and permitting of treatment wetland(s) to polish WWTP effluent. | WWTF Upgrade | Canceled | N/A | N/A | N/A | N/A | Rainbow Springs Basin | N/A | N/A | N/A | N/A | N/A | N/A | Not provided | N/A | N/A
4173 | RAIN | SWFWMD | N/A | R056 | P301 Implementation Phase – Wastewater Disposal Treatment Wetlands | Construction of treatment wetland(s) to polish WWTP effluent. | WWTF Upgrade | Canceled | N/A | N/A | N/A | N/A | Rainbow Springs Basin | N/A | N/A | N/A | N/A | N/A | N/A | Not provided | N/A | N/A
3589 | OKEE | SFWMD | N/A | SFWMD-21 | Nicodemus Slough | Storage of 33,860 ac-ft of water through above ground impoundment and pasture. | Dispersed Water Management (DWM) | Completed | 2011 | 2015 | N/A | 19674.1 | Fisheating Creek | 15906 | 4989653 | 2879000 | SFWMD/ Florida Legislature | SFWMD - $2,231,432/ Florida Legislature - $21,618,466 | N/A | N/A | 26.9170811364 | -81.1909820775
3590 | OKEE | SFWMD | USACE | SFWMD-22 | Kissimmee River Headwaters Revitalization | Increase stages and change operating schedule of three headwaters lakes to provide appropriate flow patterns to the restored Kissimmee River and floodplain. This is also expected to improve the quantity and quality of littoral habitat in headwater lakes. | Hydrologic Restoration | Planned | TBD | TBD | N/A | 3049.7 | Upper Kissimmee | 7200 | N/A | N/A | N/A | N/A | N/A | N/A | 27.9747565853 | -81.3157890393
3623 | OKEE | SFWMD | USACE | SFWMD-01 | Taylor Creek | The Taylor Creek STA is a two-celled STA. | Stormwater Treatment Areas (STAs) | Completed | 2004 | Prior to 2014 | N/A | 3483.3 | Taylor Creek/ Nubbin Slough | 118 | 8945619 | 208259 | USACE/ SFWMD | USACE - $4,543,667/ SFWMD - $4,401,952 | N/A | N/A | 27.3065018822 | -80.8318337387
3624 | OKEE | SFWMD | USACE | SFWMD-03 | Lakeside Ranch Phase I | Phase I included a northern STA and inflow pump station (S-650), which began operating in 2012. | Stormwater Treatment Areas (STAs) | Completed | 2009 | 2012 | N/A | 12191.6 | Taylor Creek/ Nubbin Slough | 919 | 41111707 | 344578 | SFWMD/ Florida Legislature | SFWMD - $694,548/ FL Legislature - $40,417,159 | N/A | N/A | 27.1426558645 | -80.6672375306
3625 | OKEE | SFWMD | USACE | SFWMD-05 | Kissimmee River Restoration | Restore ecological integrity by restoring 40 miles of meandering river and more than 12,000 acres of wetlands through the design and construction of physical project features coupled with application of optimized hydrologic conditions. | Hydrologic Restoration | Underway | 1992 | 2021 | 47286.1 | 15337.1 | Lower Kissimmee | 25000 | 786944000 | 412027 | USACE | USACE - $372,768,000/ SFWMD - $238,482,353 | N/A | N/A | 27.4470758109 | -81.1346782638
3626 | OKEE | SFWMD | DEP | SFWMD-06 | Phase I Rolling Meadows | Restore historic Lake Hatchineha floodplain wetlands and habitat within the Rolling Meadows property, which was purchased jointly with DEP. | Wetland Restoration | Completed | 2015 | 2017 | N/A | 350.5 | Upper Kissimmee | 1900 | 5141791.89 | 100705 | SFWMD | $5,141,792 | N/A | N/A | 27.9926673549 | -81.4094919087
3627 | OKEE | SFWMD | N/A | SFWMD-07 | Gardner-Cobb Marsh | Project includes various activities (ditch plugs, berm removal, exotic veg. treatment, and culvert replacement) to help attenuate regional stormwater runoff. May provide ancillary WQ benefits due to nutrient plant uptake from overland flows in marsh. | Hydrologic Restoration | Planned | TBD | TBD | N/A | 330.7 | Upper Kissimmee | 2000 | TBD | 0 | Florida Legislature | TBD | N/A | N/A | 28.0303849932 | -81.3069599251
3628 | OKEE | SFWMD | N/A | SFWMD-08 | Rough Island | Completed project included various activities (e.g., ditch plugs, ditch filling, exotic removal) to help attenuate regional stormwater runoff and provide incidental nutrient reductions due to plant uptake from overland flows. | Hydrologic Restoration | Completed | 2009 | 2009 | N/A | 2.8 | Upper Kissimmee | 1000 | N/A | 0 | N/A | N/A | N/A | N/A | 28.0522628586 | -81.353485741
3629 | OKEE | SFWMD | N/A | SFWMD-09 | Oasis Marsh Restoration | Completed project included filling 4 ditches, totaling 2.4 ac in size, with 3,144 cubic yds of sediments from an adjacent levee to restore floodplain function of 77 ac of wetlands and reconnect them to the littoral zone of Lake Kissimmee. | Wetland Restoration | Completed | 2009 | 2010 | N/A | 1051.6 | Upper Kissimmee | 77 | N/A | 0 | N/A | N/A | N/A | N/A | 27.8086179629 | -81.2120399399
3630 | OKEE | SFWMD | N/A | SFWMD-10 | Lykes West Waterhole Marsh | Project pumps excess water from C-40 Canal for phosphorus removal via uptake in wetlands and associated marshes before it enters Lake Okeechobee. | Dispersed Water Management (DWM) | Completed | 2006 | Prior to 2014 | 33333.9 | 11334.5 | Indian Prairie | 2370 | 50000 | 700000 | SFWMD/ Florida Legislature | SFWMD - $1,392,066/ Florida Legislature - $3,740,777 | N/A | N/A | 27.1882999289 | -81.1451969968
3631 | OKEE | Osceola County | N/A | OSC-24 | Jim Yates | Conservation areas. | Land Use Change | Completed | Not provided | 2009 | 487.8 | 45.3 | Upper Kissimmee | 126 | Not provided | 3750 | Osceola County | $3,750 | N/A | N/A | 28.2948010549 | -81.244818948
5118 | GEMI | Management Strategies | DEP | OSTDS-02 | Enhancement of Existing OSTDS - Required | Upgrade, replacement, modification, addition of effective nitrogen reducing features, initial connection to a central sewer system, or other action taken to comply with the OSTDS Remediation Plan for the group of systems identified for remediation. | Onsite Sewage Treatment and Disposal System (OSTDS) Enhancement | Planned | TBD | TBD | TBD | N/A | PFA | N/A | TBD | N/A | DEP | TBD | TBD | Not provided | N/A | N/A
5119 | WACI | FDACS | Agricultural Producers | FDACS-01 | BMP Implementation and Verification - Farm Fertilizer | EnroF2:F12llment and verification of farm fertilizer BMPs by agricultural producers. Acres Treated based on FDACS December 2019 NOI Enrollment and FSAID VI. Reductions based on efficiencies referenced in the BMAP and 100% NOI Enrollment. | Agricultural BMPs | Underway | Not provided | N/A | 51480 | N/A | Basinwide | 11497.6169 | TBD | TBD | FDACS | TBD | N/A | N/A | Not provided | Not provided
5120 | WACI | FDACS | Agricultural Producers | FDACS-02 | BMP Implementation and Verification - Livestock Waste | Enrollment and verification of livestock waste BMPs by agricultural producers. Reductions based on efficiencies referenced in the BMAP and 100% NOI enrollment of unenrolled acres. | Agricultural BMPs | Underway | Not provided | N/A | 6843 | N/A | Basinwide | 6368.1356 | TBD | TBD | FDACS | TBD | N/A | N/A | Not provided | Not provided
5121 | WACI | Jefferson County | SRWMD/ DEP | JC-01 | Wacissa Springs Park Improvement Phase I | Construct picnic shelters, restroom facilities, and boardwalk. | LID- Other | Underway | 2017 | 2018 | TBD | N/A | Jefferson County | TBD | 390126 | TBD | DEP/ County | DEP - $195,063/ Jefferson County - $195,063 | Not provided | Not provided | Not provided | Not provided
5122 | WACI | Jefferson County | SRWMD/ DEP | JC-02 | Wacissa Springs Park Improvement Phase II | Provide slope protection in Wacissa Springs. Remove sediment at Aucilla and Thomas springs. Replace dirt parking lot with asphalt and management facility. TN reduction to land surface of 42,303 lb-N/yr adjusted to reflect load to groundwater. See SRWMD-04. | Shoreline Stabilization | Canceled | 2017 | 2019 | N/A | N/A | Jefferson County | TBD | 521500 | TBD | DEP/ County | DEP - $517,500/ Jefferson County - $4,000 | LP6103E | Not provided | Not provided | Not provided
5123 | WAKU | NWFWMD | DEP/ Local Governments | NWF-01 | St. Marks River and Apalachee Bay Surface Water Improvement Management (SWIM) Plan | Surface Water Improvement and Management Plan for the St. Marks River and Apalachee Bay watershed. | Study | Completed | 2015 | 2017 | N/A | N/A | Basinwide | N/A | Not provided | N/A | NWFWMD | Not provided | N/A | Not provided | 30.351134 | -84.192351
5124 | WACI | SRWMD | DEP/ Local Governments | SRWMD-01 | Coastal Rivers Basin SWIM Plan | Implementation and periodic review and update of the Coastal Rivers SWIM Plan which includes the Aucilla River and Wacissa Spring Group. | Study | Completed | 2015 | 2017 | N/A | N/A | Basinwide | N/A | 100000 | N/A | NFWF | Not provided | N/A | 15/16-052 | 30.4914081 | -83.7858564
5125 | WACI | SRWMD | Jefferson County | SRWMD-02 | Lower Aucilla River Hydrographic Survey | Complete digital hydrographic survey that will allow creation of a hydrological model of the Aucilla/Wacissa watershed. | Study | Completed | 2014 | 2014 | N/A | N/A | Jefferson County | N/A | 200000 | N/A | SRWMD | SRWMD - $200,000 | N/A | Not provided | 30.4914081 | -83.7858564
5126 | WACI | SRWMD | Jefferson County | SRWMD-03 | Walker Springs Road Cross Drains | Improve flood protection and erosion at three unpaved road crossings over Bailey Mill Creek. | Stormwater System Rehabilitation | Completed | 2016 | 2018 | N/A | N/A | Jefferson County | N/A | 139907 | TBD | SRWMD | SRWMD - $39,420/ Jefferson County - $106,987 | N/A | 16/17-192 | 30.3429 | -83.9169
3739 | WAKU | City of Tallahassee | DEP/ City of Tallahassee | COT-016 | OSTDS Reduction Outreach Initiative - Outreach for City of Tallahassee’s Connect Septic to Sewer Project | 2017 – 2019 the City of Tallahassee will produce and distribute educational PSAs, billboards, and other media, to encourage the City residents who are on septic systems within the Priority Focus Area 1 (PFA1), to connect to existing central sewer. | Enhanced Public Education | Completed | 2017 | 2019 | TBD | N/A | PFA1 | N/A | 170000 | N/A | DEP 2015 - 319/ City of Tallahassee | $100,000 | NF022 | Not provided | 30.358034 | -84.182197
3740 | WAKU | City of Tallahassee | N/A | COT-014 | Public Education-Wakulla Springs Nitrate Video | 5 min video educates homeowners on the local groundwater system & explains the need to address septic systems to restore Wak. Sp. Shared via social media and WCOT TV. | Enhanced Public Education | Ongoing | 2014 | N/A | 0 | N/A | PFA1 | N/A | 27000 | N/A | COT Water Resources Engineering | Not provided | N/A | Not provided | 30.456803 | -84.270492
3741 | WAKU | City of Tallahassee | N/A | COT-013 | Street Sweeping | City-wide street sweeping annually collects and estimated 2000 tons of material and 2000 pounds (942 kg) of total nitrogen removed. | Street Sweeping | Ongoing | Not provided | 2015 | 282.9134 | N/A | Inside Springshed | N/A | 1500000 | Not provided | Not provided | Not provided | N/A | Not provided | 30.456803 | -84.270492
3742 | WAKU | City of Tallahassee | NWFWMD/ DEP/ City of Tallahassee | COT-015 | Septic Connection to Existing Sewer in the Wakulla BMAP Area | Facilitating the connection of approximately 130 properties currently on OSTDS to existing central sewer in the Wakulla BMAP PFA1. | OSTDS Phase Out | Underway | 2017 | 2021 | 1212 | N/A | PFA1 | Not provided | 2587000 | N/A | DEP - Legislative Projects Grant/ City of Tallahassee | $637,000 | 17-056 | Not provided | 30.358034 | -84.182197
3752 | WAKU | City of Tallahassee | N/A | COT-003 | Assessment and Rehabilitation of the Sewer Collection System | Project consists of an assessment and rehabilitation of the sewer collection system. | Sanitary Sewer and Wastewater Treatment Facility (WWTF) Maintenance | Completed | 2011 | Prior to 2013 | N/A | N/A | PFA1 | N/A | 10000000 | Not provided | Not provided | Not provided | N/A | Not provided | 30.456803 | -84.270492
3753 | WAKU | City of Tallahassee | N/A | COT-002 | Biosolids Application Elimination | Eliminated land application of class B biosolids in springshed. Load reduction to surface was 372,563 lbs-TN/yr. Project was completed before 2013 and is not eligible for credit in the 2018 BMAP. | Decommission/ Abandonment | Completed | 2001 | Prior to 2013 | N/A | N/A | PFA1 | N/A | N/A | N/A | N/A | N/A | N/A | Not provided | 30.39167 | -84.32139
3754 | WAKU | City of Tallahassee | N/A | COT-012 | Stormwater Treatment Projects | 79 stormwater projects city-wide (outside of PFA1) completed since 2004, examples include Lower CDD, Frenchtown Pond, and Emory Court, Weems Pond projects. | Regional Stormwater Treatment | Completed | 2004 | 2015 | Not provided | N/A | Inside Springshed | Not provided | 82303740 | N/A | Not provided | Not provided | N/A | Not provided | 30.456803 | -84.270492
3755 | SILV | SJRWMD | DEP/ Marion County | S134 | Silver Springs Forest | The project will address water resources at the site and in the receiving system with hydrology, attenuation, and sediment transport improvements. Evaluation of the final project elements is still underway. | Hydrologic Restoration | Completed | 2017 | 2018 | TBD | N/A | Silver Springs Basin | 4900 | 2370000 | N/A | SJRWMD/ DEP | SJRWMD - $1,895,000/ DEP - $475,000 | Not provided | Not provided | TBD | TBD
3909 | SILV | ACPCL | NRCS | S012 | Freddy Wood Land Tract Acquisition | Conservation Easement Acquisition. No increase in surface runoff of pollutants due to land use change, continued aquifer recharge and ecosystem/habitat preservation. | Land Acquisition | Completed | 2008 | 2008 | N/A | N/A | Silver Springs Basin | 136 | 1136000 | N/A | Alachua County Forever Bond proceeds/ FFLP | Not provided | N/A | Not provided | TBD | TBD
3910 | SILV | ACPCL | SJRWMD | S011 | Rayonier Tract Acquisition (River Styx) | Land Acquisition. No increase in surface runoff of pollutants due to land use change, continued aquifer recharge and ecosystem/habitat preservation. | Land Acquisition | Completed | 2008 | 2008 | N/A | N/A | Silver Springs Basin | 1354 | 4603600 | N/A | Alachua County Forever Bond Proceeds/ SJRWMD Cost-share | Not provided | N/A | Not provided | TBD | TBD
3911 | SILV | ACPCL | SJRWMD | S010 | Longleaf Flatwoods Preserve Land Acquisition | Land Acquisition. No increase in surface runoff of pollutants due to land use change, continued aquifer recharge and ecosystem/habitat preservation. | Land Acquisition | Completed | 2003 | 2003 | N/A | N/A | Silver Springs Basin | 1388 | 2191500 | N/A | Alachua County Forever Bond Proceeds | Not provided | N/A | Not provided | TBD | TBD
3912 | SILV | ACPCL | ACT | S009 | Phifer Flatwoods Land Acquisition #2 – Lochloosa Creek; Little Lochloosa Creek | Land Acquisition. No increase in surface runoff of pollutants due to land use change, continued aquifer recharge and ecosystem/habitat preservation. | Land Acquisition | Completed | 2009 | 2009 | N/A | N/A | Silver Springs Basin | 325 | 1170864 | N/A | Alachua County Forever Bond Proceeds | Not provided | N/A | Not provided | TBD | TBD
3913 | SILV | ACPCL | ACT/ FCT | S008 | Phifer Flatwoods Land Acquisition #1 – Lochloosa Creek | Land Acquisition in Little Lochloosa Creek watershed. No increase in surface runoff of pollutants due to land use change, continued aquifer recharge and ecosystem/habitat preservation. | Land Acquisition | Completed | 2006 | 2006 | N/A | N/A | Silver Springs Basin | 634 | 2882239 | N/A | Alachua County Forever Bond Proceeds | Not provided | N/A | Not provided | TBD | TBD
3914 | SILV | ACPCL | FWS | S007 | Little Orange Creek Land Acquisition | Land Acquisition. No increase in surface runoff of pollutants due to land use change, continued aquifer recharge and ecosystem/habitat preservation. | Land Acquisition | Completed | 2012 | 2012 | N/A | N/A | Silver Springs Basin | 702 | 1775000 | N/A | Alachua County Fee Simple/ Wild Spaces and Public Places Sales Tax/ North American Wetland Act Grant/ Alachua Conservation Trust | Not provided | N/A | Not provided | Not provided | Not provided
3915 | SILV | DEP – Division of State Lands | Marion County | S006 | Silver Springs Conservation Area | Acquisition of 346 acres of undeveloped land directly across SR 35 from Silver Springs State Park. The land was acquired under Florida's First Magnitude Springs Project by the Division of State Lands. Leased to and managed by Marion County. | Land Acquisition | Completed | 2005 | 2005 | N/A | N/A | Silver Springs PFA | 346 | 7847000 | N/A | FCT | Not provided | N/A | Not provided | TBD | TBD
5071 | DELE | Volusia County | N/A | VC-01 | Public Education | Public education about fertilizer, wastewater, lawn clippings, pet waste, water conservation. | Education Efforts | Ongoing | 2009 | N/A | 1166 | N/A | Inside Springshed | N/A | Not provided | Not provided | Volusia County General Fund | N/A | N/A | N/A | Not provided | Not provided
4515 | OKLA | SJRWMD | Sevorg Trading Company | YALE08 | Precision fertilizer application | Fertigation system for citrus. | Agricultural BMPs | Completed | 2017 | 2018 | 110.4 | 24.6 | Lake Yale Basin | 100 | 36600 | Not provided | Sevorg Trading Company/ SJRWMD | Sevorg Trading Company - $10,640/ SJRWMD - $25,960 | N/A | 30148 | 28.8935880000001 | -81.7507469999999
4516 | OKLA | SJRWMD | Sevorg Trading Company | YALE09 | Irrigation Conversion | Soil moisture sensors for blueberries and citrus. | Agricultural BMPs | Completed | 2017 | 2017 | 147.3 | 25.8 | Lake Yale Basin | 215 | 16703 | Not provided | Sevorg Trading Company/ SJRWMD | Sevorg Trading Company - $4,176/ SJRWMD - $12527 | N/A | 30017 | 28.898611 | -81.757088
4517 | OKLA | Lake County | LCWA/ SJRWMD | YALE10 | Lake Yale Marsh Park Stormwater Enhancements | Create wet detention pond out of remnant boat launch canal. Install control structures and route existing untreated direct discharges to new system. Install wetland plants and information kiosks for public education located at Lake Yale. | Wet Detention Pond | Completed | 2018 | 2020 | 93.66 | 12.18 | Lake Yale Basin | 66 | 150000 | 2500 | Lake County MSTU/ LCWA/ SJRWMD | Not provided | N/A | 34555 | 28.8840776361726 | -81.7038301846331
4518 | ORCR | ACPCL | Alachua Conservation Trust | AS21 | Paynes Prairie - Serenola | Fee Simple Acquisition. No increase in surface runoff of pollutants due to land use change, continued aquifer recharge and ecosystem/habitat preservation. | Land Acquisition | Completed | Not provided | 2018 | N/A | N/A | Orange Lake Basin | 111 | 3222966 | N/A | Wild Spaces Public Places II Surtax | Not provided | N/A | Not provided | 29.6080358029738 | -82.3532907018733
4519 | ORCR | FDOT District 5 | N/A | FDOT05-ORANGE | Education Outreach | Educational efforts that result in 0.25 % to 6 % credit, depending on extent of efforts. | Education Efforts | Ongoing | Not provided | N/A | N/A | 1 | Orange Lake Basin | N/A | Not provided | Not provided | Florida Legislature | Not provided | Not provided | Not provided | 29.4638989448113 | -82.1752291459354
4520 | ORCR | City of Gainesville | N/A | GV01-AS | Education Outreach | Educational efforts that result in 0.25 % to 6 % credit, depending on extent of efforts. | Education Efforts | Ongoing | 2003 | N/A | N/A | 884 | Sweetwater Branch/ Paynes Prairie/ Alachua Sink Basin | N/A | N/A | N/A | Gainesville Clean Water Partnership/ Alachua County/ City of Gainesville/ FDOT District 2 | $637,002 | N/A | N/A | 29.6051403394043 | -82.3006485422366
4521 | ORCR | City of Gainesville | N/A | GV01-NEW | Education Outreach | Educational efforts that result in 0.25 % to 6 % credit, depending on extent of efforts. | Education Efforts | Ongoing | 2003 | N/A | 294 | 33 | Newnans Lake Basin | N/A | N/A | N/A | Gainesville Clean Water Partnership/ Alachua County/ City of Gainesville/ FDOT District 2 | $637,002 | N/A | N/A | 29.6483525198288 | -82.2190539372965
4522 | ORCR | City of Hawthorne | N/A | HAWTHORNE01-LOCH | Education Outreach | Educational efforts that result in 0.25 % to 6 % credit, depending on extent of efforts. | Education Efforts | Ongoing | Not provided | N/A | 105 | 12 | Lochloosa Lake Basin | N/A | N/A | Not provided | Not provided | Not provided | Not provided | Not provided | 29.5239760192607 | -82.1249529926231
4523 | ORCR | SJRWMD | Brown's Farm | LOCH14 | Brown's Farm Irrigation Conversion | Lochloosa Lake Basin (subbasin 17). Irrigation conversion. | Agricultural BMPs | Completed | 2015 | 2016 | 296 | 75 | Lochloosa Lake Basin | 39 | 122569 | N/A | Brown's Farm/ SJRWMD | Brown's Farm - $12,257/ SJRWMD – $110,312 | N/A | 28317 | 29.676973293442 | -82.1211817679123
4524 | ORCR | SJRWMD | Brown's Farm | LOCH15 | Brown's Farm Irrigation Conversion | Lochloosa Lake Basin (subbasin 23). Irrigation conversion. | Agricultural BMPs | Completed | 2017 | 2018 | 96 | 25 | Lochloosa Lake Basin | 50 | 137000 | N/A | Brown's Farm/ SJRWMD | Brown's Farm - $34,250/ SJRWMD – $102,750 | N/A | 30016 | 29.5839653066544 | -82.0893754622636
4525 | ORCR | SJRWMD | Brown's Farm | LOCH16 | Brown's Farm Sprayer | Lochloosa Lake Basin (subbasins 23 and 17). Sprayer with GPS guidance. | Agricultural BMPs | Completed | 2018 | 2018 | 208 | 82 | Lochloosa Lake Basin | 250 | 13450 | N/A | Brown's Farm/ SJRWMD/ DEP | Brown's Farm - $3,362/ SJRWMD – $5,044/ DEP - $5,044 | N/A | 33083 | 29.677406 | -82.118293
4526 | ORCR | SJRWMD | Lochloosa Farm | LOCH17 | Lochloosa Farm Soil Moisture Probes and Weather Stations | Lochloosa Lake Basin (subbasins 20 and 21). Soil moisture probes and weather stations. | Agricultural BMPs | Completed | 2019 | 2019 | 6 | 3 | Lochloosa Lake Basin | 20 | 19840 | N/A | Lochloosa Farm/ DEP/ SJRWMD | Lochloosa Farm - $4,960/ SJRWMD - $7,440/ DEP - $7,440 | N/A | 33109 | 29.589215 | -82.135961
4527 | ORCR | ACPCL | USDA/ Farm & Ranch Land Protection Program (FRPP) | LOCH18 | Cypress Point Creamery Land Acquisition | Conservation Easement Acquisition. No increase in surface runoff of pollutants due to land use change, continued aquifer recharge and ecosystem/habitat preservation. | Land Acquisition | Completed | 2014 | 2014 | N/A | N/A | Lochloosa Lake Basin | 225 | 461000 | N/A | Wild Spaces Public Places Surtax/ FRPP Cost-Share | Not provided | N/A | Not provided | 29.6278 | -82.1195
4710 | WEKR | Orange County | Not provided | OC-05 | Riverside Acres Arch Pipe | Replace existing 1,750 feet of pipe-arch pipe in Riverside Acres subdivision with open channel section and restore to reflect original river configuration. | Hydrologic Restoration | Completed | 2005 | 2005 | Not provided | Not provided | Inside Springshed | N/A | 5000000 | Not provided | Not provided | Not provided | Not provided | N/A | 28.62468 | -81.417727
4711 | WEKR | Orange County | Not provided | OC-06 | Riverside Park Rd. | Banks in main stem of river and into Lake Lovely Outfall Canal, including grade control structure; project includes gabions, Reno mattress, and riprap channel bottom and side bank protection. | Shoreline Stabilization | Completed | 2010 | 2010 | 25.0359 | 37.7 | Inside Springshed | N/A | 600000 | Not provided | Not provided | Not provided | Not provided | N/A | 28.625035 | -81.417625
4712 | WEKR | Orange County | Not provided | OC-07 | Sherry Dr. | Erosion protection of Little Wekiva River bank; install gabion block and Reno mattress; project length = 400 feet. | Shoreline Stabilization | Completed | 2007 | 2007 | 9.8626 | 15 | Inside Springshed | N/A | 600000 | Not provided | Not provided | Not provided | Not provided | N/A | 28.620742 | -81.418071
4056 | WEKR | City of Orlando | Not provided | ORL-03a | Two Inlet Baskets Around Lake Daniel | Install (2006) 2 inlet baskets in Lake Daniel Basin. 173 cubic feet per year of material collected. | Catch Basin Inserts/Inlet Filter Cleanout | Ongoing | Not provided | N/A | 10 | 6 | Outside Springshed | N/A | 1500 | Not provided | City of Orlando/ Streets and Stormwater Division | Not provided | Not provided | Not provided | 28.582941 | -81.399683
4057 | WEKR | City of Orlando | Not provided | ORL-02a | Stormwater System Inspections | Conduct proactive inspections and perform routine maintenance on 13 ponds and 31 ditches in basin to ensure systems are being maintained at optimal pollutant removal efficiency (and flood prevention). | Stormwater System Rehabilitation | Completed | Not provided | Prior to 2015 | N/A | N/A | Outside Springshed | N/A | Not provided | Not provided | City of Orlando/ Streets and Stormwater Division | Not provided | Not provided | Not provided | Not provided | Not provided
4058 | WEKR | City of Orlando | Not provided | ORL-01a | Compliance Inspections of Private Stormwater Systems | Inspect annually all 233 commercial, single, and multifamily stormwater systems in basin for functionality and adherence to design standards with maximum pollutant removal efficiency. | Stormwater System Rehabilitation | Completed | Not provided | Prior to 2015 | N/A | N/A | Outside Springshed | N/A | Not provided | Not provided | City of Orlando/ Streets and Stormwater Division | Not provided | Not provided | Not provided | Not provided | Not provided
4059 | WEKR | Orange County | Not provided | OC-36a | Street Sweeping | Streets are swept every six weeks; 481,128 pounds of material removed per year. | Street Sweeping | Ongoing | Not provided | N/A | 20.9 | 13.4 | Outside Springshed | Not provided | Not provided | Not provided | Not provided | Not provided | N/A | N/A | 28.563947 | -81.425386
4060 | WEKR | Orange County | Not provided | OC-20 | Lake Weston Curb Inlet Baskets | Install (2016) 49 curb/grate inlet baskets on storm drains and apply storm drain markers. | Catch Basin Inserts/Inlet Filter Cleanout | Completed | 2016 | 2016 | 19.6 | 4.9 | Outside Springshed | 500 | 160000 | Not provided | Not provided | Not provided | Not provided | N/A | 28.6129 | -81.4067
4061 | WEKR | Orange County | SJRWMD/ DEP/ Florida Legislature | OC-19 | Lake Lawne Stormwater Irrigation Facility (SIF) | Online wet detention with irrigation system for reuse on adjacent sports fields. | Stormwater Reuse | Completed | 2018 | 2018 | 721 | 229 | Outside Springshed | 650 | 1925347 | 15000 | OC BOCC/ SJRWMD/ DEP/ Legislative Appropriation | SJRWMD - $671,633/ DEP - $617,107/ Legislative Appropriation - $250,000 | NS007 | N/A | 28.56593 | -81.43856
4062 | WEKR | Orange County | Not provided | OC-18 | Bay Lake Stormwater Improvement Project | Provide treatment for two drainage basins totaling 91.7 acres (Modular Wetlands with Bold and Gold™ media). | Constructed Wetland Treatment | Completed | 2012 | 2012 | 13.79 | 1 | Outside Springshed | Not provided | 260000 | Not provided | Not provided | Not provided | Not provided | N/A | 28.591102 | -81.42167897
5330 | LSJM | City of Palatka Non-MS4 | SJRWMD/ Community Redevelopment Funding | PAL-11 | Palatka Non-MS4 | South historic district pretreatment phase II. | Exfiltration Trench | Completed | 2019 | 2020 | TBD | TBD | Freshwater | 16.55 | 1758527 | 10000 | SJRWMD/ Better Place Funding | SJRWMD - $1,500,000 | N/A | Not provided | 29.64376 | -81.63471
5331 | LSJM | City of Palatka Non-MS4 | USDA CF/ City Funded | PAL-12 | Palatka Non-MS4 | Purchase of street sweeper. | Street Sweeping | Completed | 2017 | 2018 | 252 | 137 | Freshwater | N/A | 211391 | 65000 | Better Place/ Utility Funds | USDA - $100,000 | N/A | N/A | 29.64908 | -81.63992
5332 | LSJM | Clay County MS4 | Clay County | CC-25 | CC MS4 FLR04E046 | Enlarging College Drive master stormwater pond to increase stormwater attenuation and increase treatment volume. | Wet Detention Pond | Planned | Not provided | TBD | TBD | N/A | Freshwater | 59.5 | TBD | TBD | State/ Local | TBD | N/A | Not provided | Not provided | Not provided
5342 | MANA | FDOT District 1 | N/A | FDOT1-01 | Street Sweeping | Street Sweeping. | FIB- Stormwater | Ongoing | Not provided | N/A | N/A | N/A | Manatee River Basin | N/A | Not provided | Not provided | Florida Legislature | Not provided | N/A | Not provided | Not provided | Not provided
5343 | MANA | Manatee County | DEP | MC-0005 | Mustang Ranch and Rattlesnake Slough Short-term Source ID Partnership | Source identification sampling conducted in partnership with DEP on priority areas. | FIB- Source Identification Activities | Completed | 2019 | 2019 | N/A | N/A | Manatee River Basin | N/A | TBD | TBD | Manatee County/ DEP | TBD | Not provided | Not provided | 27.4219444 | -82.3280555555555
5344 | MANA | Manatee County | N/A | MC-0006 | Walk the Waterbody | Walk the Waterbody exercise for Gap Creek (Pearce Drain/Gap Creek) to identify potential issues in watershed. | FIB- Source Identification Activities | Completed | 2020 | 2020 | N/A | N/A | Manatee River Basin | N/A | Not provided | Not provided | Manatee County | Not provided | N/A | Not provided | Incompatible Point | Incompatible Point
5373 | NIRL | Volusia County | N/A | VC-04 | Fertilizer Ordinance | Fertilizer restrictions including summer ban on nitrogen and phosphorus. Reductions included in VC-01. | Regulations, Ordinances, and Guidelines | Ongoing | 2015 | N/A | N/A | N/A | A | N/A | Not provided | Not provided | Volusia County | N/A | N/A | Not provided | 28.874029 | -80.895163
4454 | NIRL | Brevard County | SOIRL | BC-096 | Carter Rd BAM- BB#115 | Adding a media to remove nitrogen by denitrification. The media will be added to the side slope of the pond or the bottom of the swale. | Biosorption Activated Media (BAM) | Completed | 2016 | 2020 | TBD | TBD | A | 331 | 176000 | Not provided | LF/ SOIRL | $97,510 | N/A | TBD | 28.71043 | -80.84092
4988 | CHHO | Hernando County | SWFWMD | HC-05 | Blue Sink Watershed Resource Assessment and BMP Development Plan | Comprehensive engineering analysis, water quality assessment, watershed model development and conceptual BMP designs. | Study | Completed | 2013 | 2015 | N/A | N/A | Chassahowitzka | N/A | 200000 | N/A | County/ SWFWMD | County - $100,000/ SWFWMD - $100,000 | N/A | Not provided | Not provided | Not provided
5374 | OKLA | Lake County | N/A | GRIF41 | Lake Griffin Water Quality Retrofit | Water Quality Unit installation on existing direct discharge outfall. | Baffle Boxes- First Generation | Planned | N/A | 2021 | 0.57 | 0.35 | Lake Griffin Basin | 3 | 127000 | 1500 | Lake County Stormwater MSTU | $127,000 | N/A | Not provided | 28.85944444 | -81.8625
5375 | OKLA | Lake County | N/A | HAR32 | Little Lake Harris- N. Buckhill Road and Palm Ave Dirt Road Paving | 1.6 Mile Paving of Dirt Road with grass swales and ditch blocks. Work done by County staff- Special Projects. | Grass swales with swale blocks or raised culverts | Completed | N/A | 2019 | 46 | 8 | Lake Harris Basin | N/A | N/A | Not provided | Lake County | $125,000 | N/A | Not provided | 28.69083333 | -81.76416667
5376 | OKLA | Lake County | LCWA | TROUT13 | Lake Joanna WQ Study | Nutrient study of Lake Joanna- ultimately discharges to Trout Lake. Study will include recommendations to reduce nutrient loads. | Study | Completed | 2019 | 2020 | N/A | N/A | Lake Joanna | N/A | 52175 | N/A | Lake County Stormwater MSTU/ LCWA | $52,175 | N/A | Not provided | 28.84333333 | -81.64388889
5377 | OKLA | Orange County | LCWA | CARL02 | Lake Carlton BMP Feasibility Study | Assess the feasibility of installing BMPs in County rights-of-way. | Study | Completed | N/A | 2019 | N/A | N/A | Lake Carlton Basin | N/A | 85963.34 | N/A | Lake County | $85,963 | N/A | Not provided | 28.761641 | -81.649992
5378 | OKLA | Lake County | DEP | LC11 | Nutrient Pollution Awareness Campaign | Paid TV, Radio and Social Media advertising campaign to educate citizens on nutrient pollution and benefits of fertilizer ordinance. First of three videos- https://youtu.be/IqFcIOEqwWs. | Education Efforts | Underway | N/A | 2020 | Not provided | Not provided | Upper Ocklawaha Basin | N/A | 45000 | N/A | Lake County Stormwater MSTU | $45,000 | NF046 | Not provided | Not provided | Not provided
5379 | OKLA | City of Eustis | N/A | EUS37 | Bates Avenue WWTP Expansion Study | The City has been planning for the expansion of its Bates Avenue WWTP to enable a treatment capacity of 3.2 MGD (million gallons per day). The existing permitted capacity of the plant is 2.4 MGD average annual daily flow (AADF) basis. | WWTF Upgrade | Underway | 2021 | 2023 | N/A | N/A | Lake Eustis Basin | TBD | 6500000 | TBD | City of Eustis | Not provided | N/A | Not provided | 28.858844 | -81.858844
5380 | OKLA | City of Eustis | N/A | EUS38 | Mae St. Sewer and Lift Station | Lift Station Rehab | Sanitary Sewer and Wastewater Treatment Facility (WWTF) Maintenance | Planned | N/A | TBD | N/A | N/A | Lake Eustis Basin | TBD | TBD | TBD | City of Eustis | Not provided | N/A | Not provided | Not provided | Not provided
5381 | OKLA | Howey-in-the Hills | Mission Inn | HAR33 | Sewer Connection | Lake Hill School and Boondocks Restaurant connected to sewer. Wastewater service purchased from Mission Inn. | Wastewater Service Area Expansion | Completed | N/A | 2019 | Not provided | Not provided | Lake Harris Basin | Not provided | Not provided | Not provided | Not provided | Not provided | N/A | Not provided | Not provided | Not provided
5382 | OKLA | LCWA | FWC | DEN03 | Lake Denham Muck Farm Remediation | Remediation and restoration of former muck farm into large lake and wetland system. Needs repair to levee and boat ramp and upland soil contaminant removal before discharge is ceased. | Wetland Restoration | Underway | 2019 | 2026 | TBD | 1100 | Lake Denham Basin | 563 | Not provided | Not provided | Private Agricultural Interests | Not provided | Not provided | Not provided | 28.5468284517134 | -81.7678778982332
4030 | SILV | Villages Center CDD | N/A | S063 | Street Sweeping | All shopping centers and all 3 downtown areas anywhere from 3 times per week to quarterly, depending on the location. | Street Sweeping | Ongoing | 2000 | N/A | Not provided | N/A | Silver Springs Basin | N/A | N/A | Not provided | Village Center CDD | Not provided | N/A | N/A | TBD | TBD
4031 | SILV | Villages Center CDD | N/A | S062 | Sanitary Sewer Replacement | VCSA sanitary sewer replacement. | Sanitary Sewer and Wastewater Treatment Facility (WWTF) Maintenance | Completed | 2014 | 2016 | N/A | N/A | Silver Springs Basin | N/A | 250000 | N/A | Village Center CDD | Not provided | N/A | N/A | TBD | TBD
4032 | SILV | Marion County Utilities | N/A | S056 | Collection System Maintenance Program | Collection system maintenance program includes lift station maintenance and addition of SCADA. The Capital Improvement Plan calls for lift station renovation every 10 years and identifies pipe replacement needs. Pipes replaced as funding allows. | Sanitary Sewer and Wastewater Treatment Facility (WWTF) Maintenance | Ongoing | 2000 | N/A | N/A | N/A | Silver Springs Basin | N/A | N/A | Not provided | Not provided | Not provided | N/A | Not provided | TBD | TBD
4033 | SILV | Villages Center CDD | N/A | S061 | Lift Station Rehab | VCSA List Station Nos. 16 and 33 replace risers and recoat wet well. LSSA List Station No. 16 replace risers and recoat wet well. | Sanitary Sewer and Wastewater Treatment Facility (WWTF) Maintenance | Completed | 2015 | 2016 | N/A | N/A | Silver Springs Basin | N/A | 118000 | N/A | Village Center CDD | Not provided | N/A | N/A | 28.941130 | -81.941162
4034 | SILV | Villages Center CDD | N/A | S060 | Lift Station Rehab | VCSA Lift Station Nos. 4, 8, 13, and 14 rehabilitation. | Sanitary Sewer and Wastewater Treatment Facility (WWTF) Maintenance | Completed | 2013 | 2014 | N/A | N/A | Silver Springs Basin | N/A | 150000 | N/A | Village Center CDD | Not provided | N/A | N/A | 28.944687 | -81.942856
4035 | SILV | Villages Center CDD | North Sumter County Utility Dependent District/ CSU/ Sumter Water Conservation Authority | S059 | Lift Station Rehab | Village Center Service Area (VCSA) Lift Station No. 12 rehabilitation. | Sanitary Sewer and Wastewater Treatment Facility (WWTF) Maintenance | Completed | 2012 | 2013 | N/A | N/A | Silver Springs Basin | N/A | 75000 | N/A | Village Center CDD/ North Sumter County Utility Dependent District/ CSU/ Sumter Water Conservation Authority | Not provided | N/A | N/A | 28.948546 | -81.950622
4036 | SILV | FDOT District 2 | N/A | S064 | State Road Street Sweeping | Limited street sweeping of state roads within urbanized areas that have curb and gutter. Includes SR 20 and SR26. | Street Sweeping | Ongoing | 2003 | N/A | N/A | N/A | Silver Springs Basin | N/A | N/A | Not provided | Not provided | Not provided | N/A | Not provided | 29.555864 | -82.285854
4037 | SILV | Villages Center CDD | North Sumter County Utility Dependent District/ CSU | S057 | Sanitary Sewer Repairs | Inspection of main pipelines and manholes and timely repair of sewer and service line breaks. | Sanitary Sewer and Wastewater Treatment Facility (WWTF) Maintenance | Ongoing | 2000 | N/A | N/A | N/A | Silver Springs Basin | N/A | N/A | Not provided | Village Center CDD/ North Sumter County Utility Dependent District/ CSU | Not provided | N/A | N/A | TBD | TBD
4038 | WEKR | City of Orlando | DEP/ SJRWMD/ FDOT/ Diocese of Orlando | ORL-09 | Little Lake Fairview Restoration and Dubsdread Golf Course Renovation Project | Expand five wet detention ponds and create 10 additional wet detention ponds within golf course; system discharges to adjacent wetland; restores hydroperiod of wetland; raise drainwell elevation for more treatment. | BMP Treatment Train | Completed | Not provided | 2008 | 265 | Not provided | Outside Springshed | 422 | 9000000 | Not provided | City of Orlando/ Streets and Stormwater Division | Not provided | TBD | Not provided | 28.582338 | -81.386211
4039 | WEKR | City of Orlando | Not provided | ORL-10 | Palomar Exfiltration | Install 20-foot pipe to capture debris in separate chamber before stormwater percolates into ground. | Exfiltration Trench | Completed | Not provided | 2006 | 6 | 3 | Outside Springshed | Not provided | 30000 | Not provided | City of Orlando/ Streets and Stormwater Division | Not provided | Not provided | Not provided | 28.587715 | -81.401361
4040 | WEKR | City of Orlando | Not provided | ORL-11 | Sandbar Removal on Lake Sarah | Remove 300 cubic yards of sediment from Lake Sarah. | Muck Removal/Restoration Dredging | Completed | Not provided | 2006 | N/A | N/A | Outside Springshed | N/A | 20000 | Not provided | City of Orlando/ Streets and Stormwater Division | Not provided | Not provided | Not provided | 28.585405 | -81.402678
4041 | WEKR | City of Orlando | Not provided | ORL-24 | Regent Ave. Force Main 2613 | Replace force main on Mercy Dr. from south of Princeton to LS #45; connect or replace new sanitary pipe to existing pipes. | Sanitary Sewer and Wastewater Treatment Facility (WWTF) Maintenance | Completed | Not provided | 2010 | Not provided | Not provided | Outside Springshed | N/A | 2000000 | Not provided | City of Orlando/ Water Reclamation Division | Not provided | Not provided | Not provided | Not provided | Not provided
4042 | WEKR | City of Orlando | Not provided | ORL-12a | Street Sweeping | Streets are swept every two weeks; 86,305 cubic feet per year of material collected. 2.36% of the total credits are applied to groundwater and 97.3% is applied to surface to reflect the percentage of the city within each. | Street Sweeping | Ongoing | Not provided | N/A | 4016.2484 | 2575.6164 | Outside Springshed | Not provided | Not provided | Not provided | City of Orlando/ Streets and Stormwater Division | Not provided | N/A | Not provided | Not provided | Not provided
4640 | WEKR | City of Altamonte Springs | N/A | AS-13 | Spring Oaks, San Sebastian, and River Run Inlet Skimmer Baskets | Install 39 inlet skimmer baskets. | Catch Basin Inserts/Inlet Filter Cleanout | Completed | Prior to 2015 | 2006 | 0.75866 | 1.1 | Inside Springshed | 90.9 | 23890 | 1000 | Stormwater Utility Fund | $23,890 | N/A | Not provided | Not provided | Not provided
4641 | WEKR | City of Altamonte Springs | N/A | AS-14 | West Altamonte Operations and Administration Center | Identified area does not contribute to Wekiva River; however, closed basin was not removed from consideration in TMDL due to potential influence on the springshed. | Non-contributing Basin | Completed | Prior to 2015 | 2008 | 25.6428 | 24 | Inside Springshed | 28.6 | 8000000 | 500 | Public Works Capital Project Fund | $8,000,000 | N/A | Not provided | 28.668383333 | -81.420394444
4650 | WEKR | City of Altamonte Springs | FDOT | AS-30 | Lake Adelaide Monitoring and Assessment | City contracted with consultants to determine phosphorus and nitrogen loadings to Lake Adelaide; best pollutant load reduction option based on study results lead to Project AS-31: State Road 436 Joint-Use Pond (City Pond 11 Expansion). | Study | Completed | Not provided | 2018 | N/A | N/A | Inside Springshed | N/A | 83365.96 | N/A | Altamonte Spring/ FDOT | Altamonte Springs - $72,295/ FDOT - $11,071 | N/A | Not provided | Not provided | Not provided
4651 | WEKR | City of Altamonte Springs | FDOT/ Florida Hospital | AS-31 | State Road 436 Joint-Use Pond (City Pond 11 Expansion) | The existing City Pond 11 will be expanded to accommodate and treat stormwater from the FDOT SR 436 Roadway Improvements and the Florida Hospital property in addition to the pond's existing stormwater contribution. | On-line Retention BMPs | Completed | Not provided | 2019 | TBD | TBD | Inside Springshed | 57.45 | 278687 | N/A | Altamonte Spring/ FDOT | Altamonte Springs - $105,923/ FDOT - $172,764 | N/A | Not provided | Not provided | Not provided
4652 | WEKR | City of Altamonte Springs | N/A | AS-32 | Sanctuary at CenterPointe | New development of a commercial site with installation of exfiltration system. | Exfiltration Trench | Completed | Not provided | 2018 | N/A | N/A | Inside Springshed | 2.61 | N/A | N/A | N/A | N/A | N/A | Not provided | Not provided | Not provided
4653 | WEKR | FDACS | Agricultural Producers | FDACS-01 | BMP Implementation and Verification - Farm Fertilizer | Enrollment and verification of farm fertilizer BMPs by agricultural producers. Reductions based on efficiencies referenced in the BMAP and 100% NOI Enrollment. | Agricultural BMPs | Underway | N/A | N/A | 7415.35 | N/A | Inside Springshed | 6334 | N/A | N/A | FDACS | TBD | N/A | N/A | Not provided | Not provided
5312 | JESU | FDOT District 5 | N/A | FDOT-10 | FM 424217-1 SR 414 Widening (from I-4 to CR 27/Maitland Ave) | Dry Retention Pond 1. No additional treatment provided. Credits are not applicable. | On-line Retention BMPs | Underway | 2019 | 2021 | N/A | N/A | N/A | 5.92 | Not provided | Not provided | Florida Legislature | Not provided | N/A | N/A | 28.630522 | -81.379623
5313 | JESU | Orange County | N/A | OC-13 | Lake Martha Hydrological & Nutrient Source Assessment | Assessment of sources and sinks of nutrient pollutants in the watershed which informs a lake water quality management plan. | Study | Completed | 2016 | 2019 | N/A | N/A | N/A | N/A | 184309.05 | N/A | OC BCC | $184,000 | N/A | N/A | Not provided | Not provided
5314 | JESU | Orange County | N/A | OC-14 | Lake Burkett Hydrological & Nutrient Source Assessment | Assessment of sources and sinks of nutrient pollutants in the watershed which informs a lake water quality management plan. | Study | Completed | 2016 | 2019 | N/A | N/A | N/A | N/A | 181839.16 | N/A | OC BCC | $210,000 | N/A | N/A | 28.607433 | -81.271638
4860 | STLU | FDOT District 4 | N/A | FDOT-62 | FM# 230256-7 | SR 713/Kings Highway roadway widening for a project known as Kings Highway Widening Phase 2. | Wet Detention Pond | Underway | 2017 | 2022 | 0.3 | 0.1 | Primary BMAP Area | 28.6 | Not provided | Not provided | Florida Legislature | Not provided | N/A | N/A | 27.447697534 | -80.399135237
4861 | STLU | Martin County | DEP | MC-43 | East Fork Creek STA | 700-foot long Stormwater Treatment Area (STA) and a 1500-foot long lake within an unopened right-of-way and FDOT Lateral Ditch to provide stormwater treatment. | Regional Stormwater Treatment | Planned | TBD | 2022 | TBD | TBD | Primary BMAP Area | TBD | TBD | TBD | DEP | $1,200,000 | LPQ0004 | Not provided | 27.106849 | -80.165976
4862 | STLU | Martin County | DEP | MC-44 | Manatee Pocket SW Prong Retrofit | 5.5-acre lake and emergent marsh Stormwater Treatment Area (STA) on 8-acres directly upstream of the Manatee Pocket; restoration and enhancement of existing tidal marsh. | BMP Treatment Train | Planned | TBD | TBD | TBD | TBD | Primary BMAP Area | 281 | 1850000 | TBD | DEP | $1,000,000 | S0758 | Not provided | 27.14193 | -80.193358
4863 | STLU | St. Lucie County | N/A | SLC-019 | Becker Preserve Ten-Mile Creek Oxbow Reconnection | Oxbow reconnection with muck dredging. | Hydrologic Restoration | Underway | 2019 | 2020 | TBD | TBD | Primary BMAP Area | TBD | 700000 | 50000 | TBD | TBD | N/A | Not provided | 27.402683702 | -80.365467305
5216 | CALO | Hendry-Hilliard WCD | N/A | HH-04 | Slow Velocity in the Main Canal | Minimize sediment transport by slowing velocity in main canal near main discharge structure. | Control Structure | Planned | 2021 | TBD | N/A | N/A | East Caloosahatchee | N/A | 3500 | N/A | Hendry-Hilliard WCD | $3,500 | N/A | N/A | 26.738786 | -81.1556.17
5217 | CALO | Hendry-Hilliard WCD | N/A | HH-05 | Control Structures | Annual maintenance of water control structures. | Control Structure | Ongoing | 2021 | N/A | N/A | N/A | East Caloosahatchee | N/A | 2000 | N/A | Hendry-Hilliard WCD | $2,000 | N/A | N/A | 26.758478 | -81.151114
5218 | CALO | City of Moore Haven | Glades County | MH-01 | Glades County Caloosahatchee River and Estuary Area Wastewater Grant | Elimination of aging and/or failing existing septic systems in City of Moore Haven. Project also provides for additional conveyance capacity for additional homes and businesses. | OSTDS Phase Out | Planned | Not provided | 2021 | 1252.7 | N/A | East Caloosahatchee | 86.5 | 994420 | N/A | DEP | DEP - $891,848 | LP22023 | N/A | Not provided | Not provided
5219 | CALO | Portico CDD | N/A | PORT-01 | Education/Fertilizer | FYN; landscape, irrigation, and fertilizer ordinances; pamphlets, PSAs, website, illicit discharge program; WETPLAN. | Education Efforts | Ongoing | Not provided | N/A | 66.2421 | 7.6119 | West Caloosahatchee | 250.7 | Not provided | Not provided | Not provided | Not provided | N/A | Not provided | Not provided | Not provided
5220 | CALO | Portico CDD | N/A | PORT-02 | Control Structures | CS-A1 is a Modified Type H Inlet, CS-A2 is a Modified Type E Inlet, CS-B1 is a Modified Type C Inlet. | Control Structure | Completed | Not provided | 2007 | TBD | TBD | West Caloosahatchee | N/A | Not provided | Not provided | Not provided | Not provided | N/A | Not provided | 26.68908316 | -81.70333752
5293 | JESU | City of Orlando | N/A | ORL-32 | N Ivanhoe Boulevard Drainage Improvements (Phase I) | Retrofit existing drainage system along N Ivanhoe Blvd from Gerda Terrace to North Shore Terrace and install two (2) second generation baffle boxes within Dormont Ln and Hopkins Cir. | Baffle Boxes- Second Generation | Planned | 2019 | 2020 | 5 | 42 | N/A | 40 | 1550000 | TBD | City of Orlando/ Streets and Stormwater Division | N/A | N/A | N/A | 28.566525 | -81.378491
5294 | JESU | City of Orlando | N/A | ORL-33 | TBD (Involves drainage improvements around Lake Highland ) | Retrofit existing drainage system and install a second generation baffle box with media within Lake Highland basin. | Baffle Boxes- Second Generation with Media | Planned | Not provided | 2023 | TBD | TBD | N/A | TBD | TBD | TBD | TBD | TBD | TBD | N/A | Not provided | Not provided
5295 | JESU | City of Orlando | Lake Druid Homeowners | ORL-34 | Lake Druid Emergent Vegetation Harvesting | Harvesting of Typha and Oxycaryum cubense in Lake Druid. | Aquatic Vegetation Harvesting | Completed | Not provided | 2017 | TBD | TBD | N/A | 7.45 | 45696.3 | TBD | City of Orlando/ Streets and Stormwater Division | N/A | N/A | N/A | 28.560605 | -81.349704
5296 | JESU | City of Orlando | N/A | ORL-35 | LS8, 30, 47, and 77 Replacements | Lift Station Replacement (only LS #8 in Howell Branch basin). | WWTF Upgrade | Planned | Not provided | TBD | TBD | TBD | N/A | N/A | TBD | TBD | TBD | TBD | TBD | N/A | Not provided | Not provided
5297 | JESU | City of Orlando | Private Developer | ORL-36 | Federal Street CDS Unit | Install CDS unit to capture gross pollutants before they enter Lake Dot. | Hydrodynamic Separators | Completed | Not provided | 2019 | TBD | TBD | N/A | 0.5 | TBD | TBD | TBD | TBD | N/A | N/A | 28.548327 | -81.393247
5298 | JESU | City of Winter Park | Not provided | WP-52 | Winter Park 9th Grade Center Pond | Upgrade to existing treatment pond. | Wet Detention Pond | Underway | Not provided | 2021 | TBD | TBD | N/A | 110.8 | 200000 | 2000 | Winter Park | $100,000 | N/A | Not provided | 28.59 | -81.35
5299 | JESU | City of Winter Park | Not provided | WP-53 | Lake Sue Outfalls Retrofits | CDS. | Hydrodynamic Separators | Underway | Not provided | 2019 | 0 | 0 | N/A | 11.6 | 150000 | 1500 | Winter Park | $140,000 | N/A | Not provided | 28.572898 | -81.34991
5300 | JESU | City of Winter Park | Not provided | WP-54 | Highland Outfall | CDS. | Hydrodynamic Separators | Completed | Not provided | 2019 | 0 | 0 | N/A | 9.71 | 200000 | 1500 | Winter Park | $200,000 | N/A | Not provided | 28.586748 | -81.349218
5301 | JESU | City of Winter Springs | NRCS/ Hacienda Village HOA | WS-12 | Creek Bank Stabilization | Installation of steel sheet piles, concrete caps, coconut matting, native grass seed and/or gravel to stabilize particular riparian areas, waterways, and shoreline banks of Gee Creek to prevent further erosion. | Shoreline Stabilization | Completed | 2019 | 2019 | N/A | N/A | N/A | 83.1 | 1165010 | 15000 | NRCS/ Hacienda Village HOA | $873,758 | N/A | N/A | 28.695569 | -81.3048145
5302 | JESU | City of Winter Springs | NRCS | WS-13 | Creek Sediment Removal | Removal of accumulated sediments within sections of Bear Creek and Gee Creek (with discharge into Lake Jesup). 1,838 cy of sediments were removed. | Hydrologic Restoration | Completed | 2019 | 2019 | N/A | N/A | N/A | 3 | 192000 | 10000 | NRCS/ City of Winter Springs Stormwater Utility Fund | $144,000 | N/A | N/A | 28.689246 | -81.304086
3685 | OKEE | Highlands County | UF-IFAS | HC-01 | Education and Outreach | FYN, landscaping and irrigation ordinances, PSAs, and pamphlets. | Education Efforts | Ongoing | Not provided | N/A | 2056.2 | 49.6 | Fisheating Creek | 5171.9 | N/A | N/A | Highlands County | N/A | N/A | N/A | 27.162546 | -81.375247
3686 | OKEE | City of Kissimmee | N/A | KS-01 | Education and Outreach | PSAs, pamphlets, website, and Illicit Discharge Program. | Education Efforts | Ongoing | 2009 | N/A | 253 | 92.8 | Upper Kissimmee | 9197.2 | 65000 | 45000 | City of Kissimmee | $110,000 | N/A | N/A | Not provided | Not provided
3687 | OKEE | City of Kissimmee | N/A | KS-02 | Street Sweeping | Complete 6,573 miles of street sweeping and collect approximately 3,100 cubic yards of debris. | Street Sweeping | Ongoing | 2009 | N/A | 1320.5 | 1359.9 | Upper Kissimmee | N/A | 50000 | 50000 | City of Kissimmee | $100,000 | N/A | N/A | Not provided | Not provided
3688 | OKEE | City of Kissimmee | TBD | KS-03 | Lake Tivoli | Treatment for older existing development as well as future online development; treatment provides 2.5 times the proposed percent impervious area. | On-line Retention BMPs | Planned | TBD | TBD | TBD | TBD | Upper Kissimmee | 135.9 | 300000 | TBD | TBD | TBD | N/A | N/A | 28.3169755445 | -81.4119098325
3689 | OKEE | Orange County | N/A | OC-02 | Lake Conway Street Sweeping | Street sweeping of 5,011 curb miles annually. | Street Sweeping | Ongoing | Prior to 2014 | N/A | 212.9 | 157.9 | Upper Kissimmee | N/A | 94216.8616 | 94216.8616 | Lake Conway Taxing District (MSTU) | $94,217 | N/A | N/A | Not provided | Not provided
3690 | OKEE | FDOT District 5 | N/A | FDOT5-11 | 239682-D State Road 500 (US 17-92) from Aeronautical Drive to Budinger Avenue (Pond 4) | Add lanes and rehabilitate pavement. | Wet Detention Pond | Completed | 2016 | 2019 | 12.6 | 5.3 | Upper Kissimmee | 33.7 | Not provided | Not provided | Florida Legislature | Not provided | N/A | N/A | 28.2516158688 | -81.3137297242
3691 | OKEE | City of Okeechobee | SFWMD/ DEP | CO-01 | Centennial Park Stormwater Drainage Construction | Upgrade stormwater infrastructure by constructing a nutrient separating baffle box, bioswale, and removal and replacement of pipe. | Baffle Boxes- First Generation | Completed | Not provided | 2018 | 2.2 | 0 | Taylor Creek/ Nubbin Slough | 17.3 | 786665 | 8000 | City of Okeechobee/ SFWMD/ DEP | DEP - $183,630/ City - $227,782 | NS018 | Not provided | Not provided | Not provided
3692 | OKEE | Orange County | N/A | OC-04 | Lake Jessamine Street Sweeping | Street sweeping of 734 curb miles annually. | Street Sweeping | Ongoing | Prior to 2014 | N/A | 31 | 23.3 | Upper Kissimmee | N/A | 13800.6738 | 13800.6738 | Lake Jessamine Taxing District (MSTU) | $13,801 | N/A | N/A | Not provided | Not provided
3693 | OKEE | Orange County | N/A | OC-03 | Lake Holden Street Sweeping | Street sweeping of 829 curb miles annually. | Street Sweeping | Ongoing | Prior to 2014 | N/A | 35.3 | 26 | Upper Kissimmee | N/A | 15586.8646 | 15586.8646 | Lake Holden Taxing District (MSTU) | $15,587 | N/A | N/A | Not provided | Not provided
3694 | OKEE | Highlands County | Highlands Soil and Water Conservation District/ FDOT/ SWFWMD | HC-07 | Lake McCoy Stormwater Project | Replacement of 420 feet of concrete sluiceway with grassy swales, ditch blocks and a drop box. | On-line Retention BMPs | Completed | 2016 | 2018 | 29.9 | 9.8 | Lake Istokpoga | 9.9 | 134479 | TBD | Highlands Soil and Water Conservation District/ FDOT/ SWFWMD | SWFMWD - $100,859/ Soil and Water District - $33,620 | N/A | Not provided | 27.286356 | -81.356697
3695 | OKEE | FDOT District 5 | N/A | FDOT5-20 | 242436-A State Road 400 Ramps at Gore Avenue Retention Pits (Ponds 1 and 2) | Ramps. | Dry Detention Pond | Completed | Not provided | 2011 | 3.1 | 0.4 | Upper Kissimmee | 9.8 | Not provided | Not provided | Florida Legislature | Not provided | N/A | N/A | 28.5302328425 | -81.3865799316
3717 | WAKU | City of Gretna | Not provided | CG-001 | No Fertilizer Use | Fertilizer is not applied on any city-owned property. | Fertilizer Cessation | Completed | Not provided | Prior to 2013 | 0 | N/A | Inside Springshed | N/A | N/A | N/A | N/A | N/A | N/A | Not provided | Not provided | Not provided
3718 | WAKU | City of Quincy | Not provided | CQ-001 | City of Quincy WWTF | AWT at the WWTF. | WWTF Nutrient Reduction | Completed | Not provided | 2015 | 0 | N/A | Inside Springshed | N/A | Not provided | Not provided | Not provided | Not provided | N/A | Not provided | Not provided | Not provided
3719 | SILV | Management Strategies | DEP | OSTDS01 | Enhancement of Existing OSTDS – Voluntary | Voluntary repair, upgrade, replacement, modification, addition of nitrogen reducing features, initial connection to a central sewerage system, or other action to reduce nutrient loading, voluntarily taken by the owner of an OSTDS within the BMAP. | Onsite Sewage Treatment and Disposal System (OSTDS) Enhancement | Planned | 2018 | TBD | TBD | N/A | Silver Springs Basin – outside PFA | N/A | TBD | N/A | DEP | TBD | TBD | Not provided | N/A | N/A
3720 | WAKU | City of Quincy | Not provided | CQ-003 | Street Sweeping | Sweeping the streets in the south side of the city one week and the north side the next week. | Street Sweeping | Ongoing | Not provided | N/A | TBD | N/A | Inside Springshed | N/A | Not provided | Not provided | Not provided | Not provided | N/A | Not provided | Not provided | Not provided
3721 | WAKU | City of Quincy | Not provided | CQ-002 | Land Development Code - Watershed Conservation Measures | Ordinance that requires minimum stormwater treatment levels and use of BMPs including slow release fertilizers. | Regulations, Ordinances, and Guidelines | Ongoing | 2015 | N/A | 0 | N/A | Inside Springshed | N/A | N/A | N/A | N/A | N/A | N/A | Not provided | Not provided | Not provided
3722 | SILV | City of Wildwood | N/A | S175 | Wildwood Street Sweeping | Sweeping of local streets. | Street Sweeping | Ongoing | Not provided | N/A | 17 | 52 | Silver Springs Basin | N/A | Not provided | Not provided | City of Wildwood | Not provided | N/A | N/A | 28.858275161276673 | -82.03228760198989
3731 | WAKU | City of Tallahassee | DEP/ City of Tallahassee | COT-017 | 2017-20 Development and Implementation of Education Plan | Development and implementation of plan to educate residents about septic systems and impact on Wakulla Springs. | Enhanced Public Education | Underway | 2018 | 2021 | TBD | N/A | PFA1 | N/A | 50000 | N/A | DEP 2017 - 319/ City of Tallahassee Submitted to EPA | TBD | NF038 | Not provided | 30.456803 | -84.270492
3732 | SILV | Lake County | N/A | S167 | Public Education and Outreach Activities | Outreach program (5.5 % credit) to residents that enhances knowledge and awareness of stormwater management. Includes FYN program; ordinances for landscaping, irrigation, and fertilizer; PSAs; pamphlets; website; and inspection program. | Education Efforts | Ongoing | Not provided | N/A | 541 | N/A | Silver Springs Basin | N/A | Not provided | Not provided | Lake County | Not provided | N/A | Not provided | Not provided | Not provided
3733 | WAKU | City of Tallahassee | N/A | COT-010 | Comprehensive Plan Provisions (Conservation Element Policy 4.2.5) | Reduced allowed development in the urban fringe inside the PSPZ. | Regulations, Ordinances, and Guidelines | Ongoing | 2009 | N/A | 0 | N/A | PFA1 | N/A | N/A | N/A | N/A | N/A | N/A | Not provided | 30.34515 | -84.252035
3734 | SILV | Marion County Office of the County Engineer | Marion County Stormwater Section/ SJRWMD | S130 | Silver Springs Shores Unit 7 Stormwater Retrofit – CP #77 | Retrofit of Drainage Retention Areas 7244 and 7396 with Bold & Gold™ biosorption activated media for nitrogen reduction. | Retention/Detention BMP Retrofit with Nutrient Reducing Media | Completed | 2017 | 2017 | 6.93 | N/A | Silver Springs PFA | 148 | 1400000 | 1423.75 | Marion County Stormwater Assessment/ SJRWMD Cooperative Funding/ Florida Legislative Springs Funds | Marion County Stormwater Assessment - $1,407,196/ SJRWMD - $482,500 | N/A | 28852 | 29.128246 | -82.035432
3735 | WAKU | FDOT District 3 | N/A | FDOT-001 | Fertilizer Cessation | Eliminated fertilizer use for ongoing turf maintenance within the entire basin, including areas outside the PFAs. | Fertilizer Cessation | Completed | Not provided | 2015 | 2756.16 | N/A | PFA1, PFA2 | N/A | Not provided | Not provided | Florida Legislature | N/A | N/A | N/A | 30.377645 | -84.294403
3736 | WAKU | Florida Agricultural and Mechanical University (FAMU) | N/A | FAMU-001 | NPDES MS4 Permit | NPDES MS4 permit. | Regulations, Ordinances, and Guidelines | Ongoing | 2015 | N/A | N/A | N/A | Inside Springshed | N/A | N/A | N/A | N/A | N/A | N/A | Not provided | Not provided | Not provided
3737 | WAKU | Management Strategies | N/A | DEP-001 | TN Requirements for WWTFs in PFA1 | Update permits, as needed, to incorporate new requirements to WWTFs 1. | Regulations, Ordinances, and Guidelines | Ongoing | 2015 | N/A | N/A | N/A | PFA1 | N/A | N/A | N/A | N/A | N/A | N/A | Not provided | N/A | N/A
3738 | WAKU | City of Tallahassee | City of Tallahassee/ Leon County | COT-018 | Interlocal Agreement for the Provision of Sewer Service to Woodside Heights Subdivision | Interlocal Agreement for the Provision of Sewer Service to Woodside Heights Subdivision. | Regulations, Ordinances, and Guidelines | Ongoing | Not provided | N/A | TBD | N/A | PFA1 | N/A | N/A | N/A | N/A | N/A | N/A | Not provided | 30.378751 | -84.268473
3756 | SILV | Marion County Utilities | Not provided | S143 | US441 FM | Install about 17,000LF of 12" forcemain along US441 to connect Spruce Creek Golf and Country Club to Stonecrest. This will make service available and provide an opportunity for septic to sewer conversion/prevention in this corridor. | WWTF Upgrade | Planned | 2018 | 2020 | Not provided | N/A | Silver Springs Basin | N/A | 1791600 | 7553.04 | Marion County Utility Funds/ Grants | Not provided | N/A | Not provided | TBD | TBD
3757 | SILV | Marion County Utilities | Not provided | S142 | CR464 FM Phase 2 & 3 | Construct 5,800 LF of 12-inch forcemain, and 9,200 LF of 16-inch forcemain along CR 464. The project will provide infrastructure and capacity to connect future septic to sewer projects to the Silver Springs Shores (SSS) WWTF. | WWTF Upgrade | Underway | 2017 | 2021 | Not provided | N/A | Silver Springs PFA | N/A | 6424209.6 | 9724 | Marion County Utility Funds/ Grants | Not provided | N/A | Not provided | TBD | TBD
3758 | SILV | City of Ocala | DEP/ State | S141 | SkimBoss™ Filtration System | Retrofit Installation of SkimBossTM Filtration System with Bold & GoldTM media for Lake Anderson, Yum Yum Pond and Heritage Pond. | Retention/Detention BMP Retrofit with Nutrient Reducing Media | Completed | 2017 | 2020 | 152.67 | TBD | Silver Springs PFA | 167 | 660000 | Not provided | DEP/ Legislative Appropriation/ City of Ocala | DEP - $328,000/ Legislative Appropriation - $250,000/ City of Ocala - $82,000 | NS004 | Not provided | TBD | TBD
3773 | SILV | Town of McIntosh | N/A | S126 | Town of McIntosh Education and Outreach | Town provides information at city hall about Florida Friendly Landscaping, OSTDS maintenance, and agriculture BMPs. 3% FYN credit from Marion County applied. | Education Efforts | Ongoing | 2014 | N/A | 16 | N/A | Silver Springs Basin | N/A | Not provided | Not provided | Town of McIntosh | Not provided | N/A | Not provided | Not provided | Not provided
3798 | WAKU | Wakulla County | N/A | WC-018 | Comprehensive Plan Conservation Objective 12.1 | Establishes a transfer of development rights policy to encourage development in the Crawfordville Town Plan Overlay and protect Wakulla Springs. | Regulations, Ordinances, and Guidelines | Ongoing | 2010 | N/A | 0 | N/A | PFA2 | N/A | N/A | N/A | N/A | N/A | N/A | Not provided | 30.214699 | -84.32347
3799 | WAKU | Wakulla County | N/A | WC-017 | Comprehensive Plan Conservation Objective 12.0 | Develop solutions to restore the health of Wakulla Springs by reducing pollutants in the ground water, and implementing policies for the Wakulla Springs Special Planning Area. | Regulations, Ordinances, and Guidelines | Ongoing | 2010 | N/A | 0 | N/A | PFA1, PFA2 | N/A | N/A | N/A | N/A | N/A | N/A | Not provided | 30.214699 | -84.32347
3800 | WAKU | Wakulla County | N/A | WC-016 | Ordinance 2006-58 (Multiple Objectives and Policies | Created multiple standards for water quality improvement, such as requiring karst buffers and incorporating practices that promote native vegetation for new subdivisions. | Regulations, Ordinances, and Guidelines | Ongoing | 2006 | N/A | 0 | N/A | PFA1, PFA2 | N/A | N/A | N/A | N/A | N/A | N/A | Not provided | 30.214699 | -84.32347
3801 | WAKU | Wakulla County | NWFWMD | WC-005 | Magnolia Gardens Sewer - Phase I | Installation of central sewer and proper abandonment of +/-159 septic systems. | OSTDS Phase Out | Completed | 2016 | 2019 | 1795 | N/A | PFA2 | Not provided | 2300000 | N/A | Legislative Springs Protection Funds | $2,300,000 | Not provided | Not provided | 30.17293 | -84.365521
3802 | WAKU | Wakulla County | N/A | WC-004 | Comprehensive Plan Infrastructure Policy 1.3.7 | Requires nitrogen reducing OSTDS on parcels less than 5 acres in the Wakulla Springs Special Planning Area; within 150' of surface water, swallet, or karst feature; within 300' of a 1st or 2nd magnitude spring; and on all parcels less than 0.229 acres. | Regulations, Ordinances, and Guidelines | Ongoing | 2012 | N/A | TBD | N/A | PFA1, PFA2 | N/A | N/A | N/A | N/A | N/A | N/A | Not provided | 30.214699 | -84.32347
3803 | WAKU | Wakulla County | N/A | WC-003 | Public Education on OSTDS | Provide citizens and officials with the best available information for decision making regarding the use of OSTDS and decentralized wastewater systems to reduce nutrients in ground water to the springs. | Education Efforts | Ongoing | 2007 | N/A | N/A | N/A | PFA1, PFA2 | N/A | N/A | N/A | N/A | N/A | N/A | Not provided | 30.214699 | -84.32347
3804 | WAKU | Leon County | NWFWMD/ FEMA | LC-033 | Harbinwood Estates Ponds | Constructed two stormwater retrofit ponds and planted/stabilized 1,200 LF of channel. Original credit of 30 lbs-TN/yr. Project was completed before 2013 and is not eligible for credit in the 2018 BMAP. | Wet Detention Pond | Completed | Prior to 2015 | Prior to 2013 | N/A | N/A | Inside Springshed | 269 | 2980000 | N/A | N/A | N/A | N/A | Not provided | 30.514909 | -84.332042
3805 | WAKU | Wakulla County | N/A | WC-001 | Comprehensive Plan Infrastructure Policy 1.3.5 | Requires AWT for any WWTF or spray field located in the Wakulla Springs Special Planning Area. | Regulations, Ordinances, and Guidelines | Ongoing | 2006 | N/A | N/A | N/A | PFA1, PFA2 | N/A | N/A | N/A | N/A | N/A | N/A | Not provided | 30.214699 | -84.32347
3806 | WAKU | Management Strategies | TBD | SF- 01 | Sports Field Reduction Credits | 6 % BMP credit on sports field load to groundwater, assuming 100 % BMP implementation by sports field owners. | Fertilizer Reduction | Planned | 2018 | TBD | 136.3734 | N/A | Inside Springshed | TBD | TBD | TBD | TBD | TBD | N/A | Not provided | N/A | N/A
3807 | WAKU | Talquin Electric | N/A | TEC-004 | Beech Ridge Trail Sewer | Beech Ridge Trail sewer. Original credit of 2 lbs-TN/yr. Project was completed before 2013 and is not eligible for credit in the 2018 BMAP. | Sanitary Sewer and Wastewater Treatment Facility (WWTF) Maintenance | Completed | Not provided | Prior to 2013 | N/A | N/A | Inside Springshed | 12.88 | 40000 | N/A | N/A | N/A | N/A | Not provided | 30.56528902 | -84.21659407
3886 | SILV | Lake County Economic Growth | N/A | S003 | Golf Course Resource Management Plan | Golf course resource management plans are applicable to the unincorporated portion of Lake County for new and existing golf courses. Regulatory approach will provide protection to ground and surface waters. | Regulations, Ordinances, and Guidelines | Ongoing | 2001 | N/A | N/A | N/A | Silver Springs Basin | N/A | Not provided | Not provided | Lake County | Not provided | N/A | Not provided | TBD | TBD
3887 | WAKU | Wakulla County | N/A | WC-015 | Comprehensive Plan Future Land Use Policy 1.2.14 | Establishes standards for 606 acre Sustainable Community in the Wakulla Springs Basin. Standards include items such as no net increase in nutrient loading to ground water and AWT standards. | Regulations, Ordinances, and Guidelines | Ongoing | 2003 | N/A | 0 | N/A | PFA1, PFA2 | N/A | N/A | N/A | N/A | N/A | N/A | Not provided | 30.214699 | -84.32347
3888 | SILV | Lake County Public Works | N/A | S004 | Lake County Shoreline Protection Guide | Education outreach information provided on an ongoing basis through Adopt-a-Lake and Lake County Stormwater program outreach. | Regulations, Ordinances, and Guidelines | Ongoing | 2000 | N/A | N/A | N/A | Silver Springs Basin | N/A | Not provided | Not provided | Lake County | Not provided | N/A | Not provided | TBD | TBD
3889 | SILV | Marion County Office of the County Engineer | SWFWMD | B034 | Marion County WMP | Countywide WMPs prepare that include creation and maintenance of a comprehensive geodatabase for Marion County storm sewer system data, watershed boundaries and hydrologic features county-wide. | Study | Completed | 2003 | N/A | N/A | N/A | Rainbow Springs Basin/ Silver Springs Basin | N/A | 337000 | N/A | Marion County Stormwater Assessment/ SWFWMD | Not provided | N/A | N/A | Not provided | Not provided
3890 | SILV | Marion County Office of the County Engineer | Marion County Stormwater Section | B033 | Street Sweeping of Marion County Roads | Sweep Marion County–maintained roads in Silver Basin. Swept 9 times/yr, about 126.1 miles in Basin. 2019 load yield is roughly 538.6 tons. 2019 Upper Ocklawaha BMAP pro-rata share costs for street sweeping was approximately $51,227.55. | Street Sweeping | Canceled | 2003 | N/A | 97 | 344 | Rainbow Springs Basin/ Silver Springs Basin | N/A | N/A | 54831.35 | Marion County Stormwater Assessment | $41,917 | N/A | N/A | 29.20327 | -82.0481
4128 | WEKR | FDOT District 5 | N/A | FDOT-05f | FM: 238314-1 (Frenth Drain System) | State Road 500: Dry Retention Ponds 2, 4, 6; Wet Detention Ponds 3E, 5 A/B; Ponds 3B, 3C, 3D; French drain providing treatment for runoff generated from existing and proposed pavement. | Exfiltration Trench | Completed | 2003 | 2008 | 26.02 | 0 | Outside Springshed | 3.59 | Not provided | Not provided | Florida Legislature | Not provided | N/A | Not provided | 28.822892 | -81.684541
4129 | WEKR | City of Altamonte Springs | N/A | AS-10 | Maitland Ave. Walgreens Development | Redevelop 1.46-acre commercial site and expand existing exfiltration system, raising level of treatment to current city standards. | Exfiltration Trench | Completed | Prior to 2015 | 2002 | 5.6 | 0.8 | Outside Springshed | 1.4 | N/A | N/A | N/A | N/A | N/A | Not provided | 28.662594444 | -81.365661111
4130 | WEKR | City of Mount Dora | Not provided | MD-06 | 5th Ave. and McDonald St. Retention Pond Restoration | Remove accumulated sediment and debris from retention pond; install new inlet pipe to prevent erosion; replace erosion protection around inlet pipes. | BMP Cleanout | Completed | Prior to 2015 | Prior to 2015 | Not provided | Not provided | Outside Springshed | N/A | 3000 | Not provided | Not provided | Not provided | N/A | Not provided | 28.800983 | -81.647184
4284 | RAIN | FDACS | Agricultural Producers | B047 | BMP Manual Development - Poultry | FDACS adopted a poultry manual. | Agricultural BMPs | Completed | 2015 | 2016 | N/A | N/A | Rainbow Springs Basin | N/A | N/A | N/A | N/A | N/A | N/A | Not provided | TBD | TBD
4285 | RAIN | Rainbow River Conservation | N/A | B039 | Springs Awareness for Educators | A workshop for Marion County teachers and educators to provide resources on springs, water issues and wildlife which can be used in the classroom to enhance teaching the common core standards. | Education Efforts | Completed | 2014 | 2014 | N/A | N/A | Rainbow Springs Basin | N/A | Not provided | Not provided | SWFWMD/ Florida Springs Institute | Not provided | N/A | Not provided | TBD | TBD
4286 | RAIN | Private Interest | N/A | B040 | Collection Center for Septic System Pumpage | Proposed project to construct a centralized collection center for septic tank pumpage in lieu of current land application. The collection center would process the pumpage and discharge into a municipal collection system. This project is conceptual. | Regulations, Ordinances, and Guidelines | Canceled | N/A | N/A | N/A | N/A | Rainbow River Basin/ Silver Spring Basin | N/A | N/A | N/A | N/A | N/A | N/A | Not provided | TBD | TBD
4287 | RAIN | FDACS | Agricultural Producers | B041 | Cost-Share BMP Projects | FDACS will be providing at least $250,000 in BMP cost-share for Silver Springs/Rainbow Springs BMAP areas. | Agricultural BMPs | Underway | 2014 | N/A | N/A | N/A | Rainbow Springs Basin | N/A | N/A | N/A | FDACS | TBD | N/A | Not provided | TBD | TBD
4288 | RAIN | FDACS | Agricultural Producers | B042 | BMP Manual Revision - Cow/calf and Equine | To help focus cost-share expenditures and BMP implementation follow-up, FDACS will review rule adopted cow/calf and equine BMPs to identify practices likely to have greatest nutrient load reduction benefits. | Agricultural BMPs | Completed | 2015 | 2020 | N/A | N/A | Rainbow Springs Basin | N/A | N/A | N/A | N/A | N/A | N/A | Not provided | TBD | TBD
4289 | RAIN | UF–IFAS Extension Marion County | N/A | B043 | Technical Agriculture Committee | Technical agriculture committee comprised of local interest groups, local government, water management districts and state agencies. Purpose is to ensure consistent and accurate information for pollutant load contribution from agricultural uses. | Agricultural BMPs | Underway | 2016 | 2020 | N/A | N/A | WBID 1320A – including PFA | N/A | N/A | N/A | N/A | N/A | N/A | Not provided | TBD | TBD
4290 | RAIN | UF–IFAS Extension Marion County | N/A | B044 | Assessment of Role of Beef Cattle in Nitrogen Loading in Silver and Rainbow Springs Basin | Inventories of the relative nitrogen loading from different sources or categories of land use in the basins were created. Concerns were expressed that the amount of nitrogen load for cattle did not reflect the Florida cow–calf production system. | Study | Canceled | 2016 | 2019 | N/A | N/A | WBID 1320A – including PFA | N/A | N/A | N/A | N/A | N/A | N/A | Not provided | TBD | TBD
4291 | RAIN | SWFWMD | N/A | R018 | WR01 Rainbow River Phosphate Mine Pit Restoration | Implementation of restoration alternatives in lower Rainbow River and adjacent phosphate mine pits. | Hydrologic Restoration | Canceled | N/A | N/A | N/A | N/A | WBID 1320B – in PFA | N/A | N/A | N/A | N/A | N/A | N/A | Not provided | TBD | TBD
5040 | WEEK | Hernando County | SWFWMD | HC-26 | Peck Sink Watershed Master Plan | Comprehensive watershed master plan to remedy water quality issues associated with stormwater runoff entering the Floridan aquifer via the Peck Sink complex in Hernando County. | Study | Completed | 2002 | 2017 | N/A | N/A | Hernando County | N/A | 297410 | N/A | SWFWMD/ County | SWFWMD - $242,410/ County - $55,000 | N/A | Not provided | Not provided | Not provided
5215 | CALO | Hendry-Hilliard WCD | N/A | HH-03 | Nutrient Controls | No application of fertilizer in district's rights-of-way. | Fertilizer Cessation | Completed | 2020 | 2020 | N/A | N/A | East Caloosahatchee | N/A | 0 | N/A | Hendry-Hilliard WCD | N/A | N/A | N/A | 26.738786 | -81.1556.17
4898 | OKEE | FDOT District 5 | N/A | FDOT5-36 | 239304-SR 530 from Lake C/L to E of Secret Lake Dr (Pond 5) | Add lanes and reconstruct. | Wet Detention Pond | Completed | Not provided | 2014 | 1.1 | 0.4 | Upper Kissimmee | 21.08 | Not provided | Not provided | Florida Legislature | Not provided | N/A | N/A | Not provided | Not provided
4899 | OKEE | Glades County | N/A | GC-04 | Glades County Business Park Wetlands | Wetland Maintenance and Planting Agreement. | Wetland Restoration | Underway | 2019 | 2021 | 0 | 0 | West Lake Okeechobee | 8.8 | 42395 | 4600 | Glades County | $42,395 | N/A | N/A | 26.835523 | -81.125071
4900 | OKEE | Orange County | N/A | OC-56 | Lake Hickorynut Hydro/Nutrient Source Assessment | Assess hydrological and nutrient pollutant sources, allocate source loading, produce a ranked list of BMPs for consideration. | Study | Underway | 2021 | 2021 | N/A | N/A | Upper Kissimmee | 800 | 199179.12 | 0 | Orange County Board of County Commissioners | $199,179 | N/A | N/A | 28.479278 | -81.628741
4901 | OKEE | Orange County | N/A | OC-57 | Lake Gem Mary Alum Treatment Design | Assess alum dose necessary to suppress internal recycling of sediment TP pollutants. | In Waterbody - Alum Injection System | Completed | 2019 | 2019 | N/A | N/A | Upper Kissimmee | 14 | 63671.64 | N/A | Orange County Board of County Commissioners | $63,672 | N/A | N/A | Not provided | Not provided
4902 | OKEE | Orange County | N/A | OC-58 | Lake Gem Mary Alum Treatment | Whole-lake surface water and sediment inactivation alum treatment. | In Waterbody - Alum Injection System | Underway | 2019 | 2020 | 543 | 12.1 | Upper Kissimmee | 61.8 | 109055 | 0 | Orange County Board of County Commissioners | $91,564 | N/A | N/A | TBD | TBD
4903 | OKEE | Orange County | N/A | OC-59 | Shingle Creek Feasibility Study | Determine constructability of BMPs intended to improve water quality and / or impound water. | Study | Underway | 2020 | 2021 | N/A | N/A | Upper Kissimmee | TBD | 197354.17 | 0 | Orange County Board of County Commissioners | $197,354 | N/A | N/A | TBD | TBD
4904 | OKEE | Orange County | N/A | OC-60 | Holden Heights Community Improvements Phase IV | Project includes new gravity sewer to replace aging septic tank systems. This is a joint OCU, OCPW, OCHCD and OUC project with CDBG funding provided through OCHCD. | OSTDS Phase Out | Underway | Not provided | 2019 | 494.8 | 0 | Upper Kissimmee | N/A | Not provided | N/A | CDBG OCHCD | Not provided | N/A | N/A | TBD | TBD
4905 | OKEE | Orange County | N/A | OC-61 | Hamlin Water Reclamation Facility (WRF) | Project consists of the design and construction of new physical, biological and chemical treatment facilities for raw sewage with an capacity of 5 MGD. Designed to meet the effluent goals of an Advanced WRF. | WWTF Nutrient Reduction | Underway | Not provided | 2023 | TBD | TBD | Upper Kissimmee | N/A | Not provided | N/A | OCUD Capital Improvements Program Budget | Not provided | N/A | N/A | TBD | TBD
4906 | OKEE | Valencia WCD | N/A | VWCD-01 | Water Quality Awareness Program | Water quality education and awareness articles posted on the Orange County website. | Education Efforts | Ongoing | 2006 | N/A | 24.3 | 10.2 | Upper Kissimmee | 3417.5 | N/A | 1000 | Valencia Water Control District | $1,000 | N/A | N/A | Not provided | Not provided
4907 | OKEE | Valencia WCD | N/A | VWCD-02 | C-4 Outfall | Replacement of existing outfall structure draining to C-4 canal. Reline existing storm pipes at outfall. Provide flow calming weir in C-4 Canal. | Control Structure | Completed | 2020 | 2020 | 0 | 0 | Upper Kissimmee | 107.1 | 490000 | 2500 | Valencia Water Control District | $492,500 | N/A | N/A | Not provided | Not provided
4908 | KING | Citrus County | UF–IFAS | CC-01 | Public Education Activities | Fertilizer ordinance; implementation of Florida Yards & Neighborhood Program; and website, public service announcements, brochures, etc. | Education Efforts | Ongoing | 2016 | N/A | 4003 | N/A | Basinwide | N/A | Not provided | Not provided | County | Not provided | N/A | Not provided | 28.8591 | -82.4836
4909 | KING | Citrus County | N/A | CC-02 | Citrus Springs Force Main | Construction of a force main from the Citrus Springs Wastewater Treatment Plant (WWTP) to the Meadowcrest Wastewater Treatment Facility (WWTF). | Wastewater Service Area Expansion | Completed | 2015 | 2016 | Not provided | N/A | Not provided | Not provided | 2300000 | Not provided | County | County - $2,300,000 | N/A | Not provided | Not provided | Not provided
4910 | KING | Citrus County | DEP/ SWFWMD | CC-03 | Fort Island Trail Force Main | Constructed seven miles of eight inch force main along Fort Island Trail corridor that connects to the Meadowcrest WWTF that will enable up to 250 septic systems to send flows once systems are connected to the force main. | OSTDS Phase Out | Completed | 2013 | 2015 | 1878 | N/A | Not provided | Not provided | 2000000 | Not provided | County/ SWFWMD/ DEP | County - $1,000,000/ SWFWMD - $500,000/ DEP - $500,000 | S0684 | Not provided | Not provided | Not provided
4911 | KING | Citrus County | SWFWMD | CC-04 | Hunter Springs Water Quality | Expansion of an existing water quality treatment area at the intersection of NE 2nd Street and NE 3rd Avenue to reduce total nitrogen released into Kings Bay. | Wet Detention Pond | Completed | 2013 | 2016 | 2 | N/A | Crystal River | 12.71 | 350000 | Not provided | County/ SWFWMD | County - $175,000/ SWFWMD - $175,000 | Not provided | Not provided | 28.8961 | -82.5892
4912 | KING | Citrus County | DEP | CC-05 | Fort Island Trail Septic to Sewer (Montezuma, Crystal Shores, Dixie Shores) | Design and construction of gravity sewer lines, force mains, lift stations, and lateral connections to connect 250 septic systems to central sewer. | OSTDS Phase Out | Underway | 2016 | 2018 | 1924 | N/A | Not provided | Not provided | 2950000 | Not provided | County/ DEP | DEP - $2,200,000/ County - $750,000 | Not provided | Not provided | Not provided | Not provided
4913 | KING | Citrus County | DEP | CC-06 | Phase 1 Package Plant Interconnections | Provide connection of the Crystal Isle RV and River Cove Landing communities to central sewer and decommission the individual package plants. | Wastewater Service Area Expansion | Underway | 2016 | 2018 | TBD | N/A | Not provided | Not provided | 570000 | Not provided | DEP | DEP - $570,000 | Not provided | Not provided | Not provided | Not provided
5113 | GEMI | FDACS | Agricultural Producers | FDACS-02 | BMP Implementation and Verification - Livestock Waste | Enrollment and verification of livestock waste BMPs by agricultural producers. Reductions based on efficiencies referenced in the BMAP and 100% NOI Enrollment. | Agricultural BMPs | Underway | 2018 | TBD | 2 | N/A | Inside Springshed | 491 | N/A | N/A | FDACS | TBD | N/A | N/A | Not provided | Not provided
5114 | GEMI | Management Strategies | TBD | GC-01 | Golf Course Reduction Credits | 10 % BMP credit on golf course load to groundwater, assuming 100 % BMP implementation by golf course owners. | Fertilizer Reduction | Planned | 2018 | TBD | 239.652 | N/A | Inside Springshed | N/A | N/A | N/A | N/A | N/A | N/A | Not provided | N/A | N/A
5115 | GEMI | Management Strategies | N/A | GC-02 | Golf Course Reduction Credits | 6 % BMP credit on sports field load to groundwater, assuming 100 % BMP implementation. | Fertilizer Reduction | Planned | 2018 | TBD | 3.6421 | N/A | Inside Springshed | N/A | N/A | N/A | N/A | N/A | N/A | Not provided | N/A | N/A
5116 | GEMI | Management Strategies | TBD | WU-01 | WWTF Policy Reductions | Achieved by WWTF policy if implemented BMAP-wide, achieving 3 or 6 mg/L. | WWTF Upgrade | Planned | 2018 | TBD | 1020 | N/A | Inside Springshed | N/A | N/A | N/A | N/A | N/A | N/A | Not provided | N/A | N/A
5117 | GEMI | Management Strategies | DEP | OSTDS-01 | Enhancement of Existing OSTDS - Voluntary | Upgrade, replacement, modification, addition of effective nitrogen reducing features, initial connection to a central sewer system, or other action to reduce nutrient loading, voluntarily taken by the owner of an OSTDS within the BMAP. | Onsite Sewage Treatment and Disposal System (OSTDS) Enhancement | Underway | 2018 | N/A | TBD | N/A | Inside Springshed | N/A | TBD | N/A | DEP | TBD | TBD | Not provided | N/A | N/A
3979 | SILV | Marion County Office of the County Engineer | Marion County Stormwater Section | S123 | Silver Springs Shores Unit 55 Stormwater Retrofit | Retrofit of two retention areas adjacent to Baseline Golf Course with the Bold & Gold™ biosorption activated media for nitrogen reduction. | Retention/Detention BMP Retrofit with Nutrient Reducing Media | Completed | 2016 | 2016 | 28.62 | N/A | Silver Springs PFA | 30.07 | 370000 | 600 | Marion County Stormwater Assessment | $323,041 | N/A | N/A | 29.093533 | -82.058039
3980 | SILV | Putnam County | N/A | S122 | Education and Outreach | Provide educational materials about the importance of protecting Silver Springs and implementing small farm equine BMPs at Fort Gates Ferry kiosks and at agricultural center. FYN outreach, landscaping ordinance, website, PSA for 4.25% credit. | Education Efforts | Ongoing | 2012 | N/A | 449 | N/A | Silver Springs Basin | N/A | N/A | N/A | Putnam County | N/A | N/A | N/A | 29.585757 | -81.984919
3981 | SILV | City of Fruitland Park | N/A | S121 | Fruitland Park NPDES Permit Education and Outreach | Landscaping, irrigation, fertilizer, and pet waste ordinances. The city utilizes a consultant for education and outreach. Activities include PSAs, pamphlets, website, illicit discharge program, utility bill inserts, and informational displays. | Education Efforts | Ongoing | 2012 | N/A | N/A | N/A | Silver Springs Basin | N/A | Not provided | Not provided | City of Fruitland Park | Not provided | N/A | Not provided | 28.86467 | -81.90852
3982 | SILV | City of Fruitland Park | N/A | S120 | Street Sweeping and Storm Drain Inlet Cleaning | Sweep streets 4 times per year and clean out 12 storm drain inlets. | Street Sweeping | Ongoing | 2012 | N/A | Not provided | N/A | Silver Springs Basin | N/A | N/A | Not provided | City of Fruitland Park | Not provided | N/A | Not provided | TBD | TBD
3983 | SILV | City of Fruitland Park | N/A | S119 | Construction of New WWTF | New WWTF constructed with improved treatment and SCADA system. Expected 9 to 10 years for project completion. | WWTF Nutrient Reduction | Canceled | 2020 | N/A | N/A | N/A | Silver Springs Basin | N/A | N/A | N/A | N/A | N/A | N/A | Not provided | TBD | TBD
3984 | SILV | City of Fruitland Park | Not provided | S118 | Fruitland Park WWTF Decommissioning | Remove existing WWTF from service. Construction of lift station to allow transfer of wastewater to Lady Lake for treatment. Improved treatment at Lady Lake facility. | WWTF Upgrade | Underway | 2016 | 2020 | N/A | N/A | Silver Springs Basin | N/A | 1500000 | Not provided | Not provided | Not provided | Not provided | Not provided | 28.8761611111112 | -81.9090277777773
3985 | SILV | SJRWMD | Not provided | S117 | Heather Island /Ocklawaha River Project | Land acquired to date 6,262 acres. SJRWMD (4,465 acres) with surface water improvements underway. Identified as Phase 2 of the Silver Springs Watershed Forest Legacy project. Acreage remaining for purchase is 13,658. | Land Acquisition | Underway | 2015 | 2016 | N/A | N/A | Silver Springs PFA | 19920 | Not provided | N/A | Not provided | Not provided | Not provided | Not provided | TBD | TBD
3986 | SILV | Town of Lady Lake | N/A | S103 | Lady Lake Irrigation Schedules | SJRWMD irrigation schedule adopted, specific water conservation measures encouraged, and the seven basic principles of water efficient landscaping are incorporated. Establish minimum standards for landscaped areas with goal of water use efficiency. | Regulations, Ordinances, and Guidelines | Ongoing | 2009 | N/A | N/A | N/A | Silver Springs Basin | N/A | Not provided | Not provided | Town of Lady Lake | Not provided | N/A | Not provided | TBD | TBD
4296 | RAIN | Marion County Office of the County Engineer | Marion County Stormwater Section/ SWFWMD | R013 | CR 484 Stormwater Retrofit, Phase 2 | Construction of a wet detention pond to treat runoff discharged into the Rainbow River from CR 484. | Wet Detention Pond | Completed | 2011 | 2012 | 12.8952 | 11.49 | Rainbow Springs Basin | 18.6 | 73890 | 780 | Marion County Stormwater Assessment/ SWFWMD | Marion County Stormwater Assessment - $42,469/ SWFWMD - $35,469 | N/A | 10C00000054 | 29.049248 | -82.449911
4297 | RAIN | Marion County Office of the County Engineer | Marion County Stormwater Section/ SWFWMD/ Marion County Parks/ City of Dunnellon | R014 | CR 484 Stormwater Retrofit, Phase 3 | Construction of wet detention ponds to address runoff discharged into Rainbow river from limerock parking area. | Wet Detention Pond | Completed | 2011 | 2011 | 1.6173 | 1.4 | Rainbow Springs Basin | 2.7 | 223700 | N/A | Marion County Stormwater Assessment/ Marion County Parks/ SWFWMD | Marion County Stormwater Section - $26,578/ Marion County Parks - $176,498/ SWFWMD - $21,789 | N/A | 10C00000054 | 29.049232 | -82.446178
4298 | RAIN | Marion County Office of the County Engineer | Marion County Stormwater Section/ SWFWMD | R015 | Rainbow Springs Country Club Estates Stormwater Retrofit | Expansion and conversion of an existing retention pond to a wetland/wet retention pond to enhance nitrate removal from runoff generated from county road, a golf course, and residential land uses. | Constructed Wetland Treatment | Completed | 2012 | 2012 | 2.673 | N/A | Rainbow Springs PFA | 61.7 | 136423 | 934.5 | Marion County Stormwater Assessment/ SWFWMD | Marion County Stormwater Assessment - $68,211/ SWFWMD - $68,211 | N/A | 12C00000002 | 29.097519 | -82.437688
4299 | RAIN | SWFWMD | Marion County UF–IFAS Extension | R033 | Get Out and Explore Marion County Springs | Guided canoe trip, hiking trip and water quality demonstration to educate residents about aquatic ecology, karst geology, native and invasive plants, water sampling and human impacts to springs. | Education Efforts | Completed | 2012 | 2012 | N/A | N/A | Rainbow Springs Basin | N/A | 1945 | N/A | SWFWMD | $1,945 | N/A | Not provided | TBD | TBD
4300 | RAIN | FDACS | Agricultural Producers | B045 | BMP Manual Development - Vegetable and Agronomic Crop | FDACS adopted a revised vegetable and agronomic crop manual that includes specific nutrient and irrigation management best management practices (BMPs) for plastic mulch, bare ground, sugar cane, hay/silage, and greenhouse production systems. | Agricultural BMPs | Completed | 2015 | 2015 | N/A | N/A | Rainbow Springs Basin | N/A | N/A | N/A | N/A | N/A | N/A | Not provided | TBD | TBD
4301 | JABL | NWFWMD | NFWF/ Stakeholders | NWF-06 | Apalachicola River and Bay Surface Water Improvement and Management (SWIM) Plan | Implementation and periodic review and update of the Apalachicola SWIM Plan. | Study | Completed | 2015 | 2017 | N/A | N/A | Apalachicola Watershed | N/A | 99290 | N/A | NFWF | $99,290 | N/A | Not provided | 30.8174997 | -85.1249285
4302 | JABL | NWFWMD | DEP | NWF-02 | Blue Springs Plantation, Inc. | Fee simple acquisition and protection of 394 acres adjacent to Jackson Blue Spring. | Land Acquisition | Canceled | 2015 | N/A | N/A | N/A | Jackson County | N/A | N/A | N/A | N/A | N/A | N/A | Not provided | N/A | N/A
4303 | JABL | FDACS | Agricultural Producers | FDACS-01 | BMPs Implementation and Verification - Farm Fertilizer | Enrollment and verification of farm fertilizer BMPs by agricultural producers. Reductions based on efficiencies referenced in the BMAP and 100% NOI enrollment of unenrolled acres. | Agricultural BMPs | Underway | Not provided | N/A | 93888 | N/A | Jackson County | N/A | TBD | TBD | FDACS | TBD | N/A | Not provided | Not provided | Not provided
4571 | SILV | ACEPD | Wildlife Foundation of Florida/ Gainesville Clean | S177 | Aquifer Model | Mobile model used for outreach to children and adults designed and created to teach the public about the connection between how what we do on the land surface and how we use water affects our springs, rivers, and aquifer. | Education Efforts | Ongoing | Not provided | N/A | N/A | N/A | Silver Springs Basin | N/A | 6000 | Not provided | County/ Fish & Wildlife Foundation of Florida Springs Protection License Plate Grant | Not provided | N/A | Not provided | Not provided | Not provided
4572 | SILV | ACEPD | DEP/ City of Gainesville/ FDOT District 2 | S178 | Fertilizer Social Marketing Campaign | Implement a social marketing campaign designed to reduce fertilizer use and to estimate the resultant load reduction. Benefits: Reduces nutrient sources in all watersheds. | Enhanced Public Education | Underway | Not provided | 2021 | N/A | N/A | Silver Springs Basin | N/A | 435000 | N/A | DEP 319 Grant | DEP - $135,000 | NF033 | Not provided | Not provided | Not provided
4573 | SILV | ACEPD | City of Gainesville/ FDOT District 2 | S179 | Interactive Stormwater/Wastewater Model | Interactive table top model for teaching children and adults about the difference between storm sewers and sanitary sewers. Benefits: Reduces nutrient sources and bacteria sources in all watersheds. | Education Efforts | Ongoing | Not provided | N/A | N/A | N/A | Silver Springs Basin | N/A | 6500 | Not provided | Gainesville Clean Water Partnership/ SJRWMD | Not provided | N/A | Not provided | Not provided | Not provided
4574 | SILV | ACEPD | City of Gainesville/ FDOT District 2 | S180 | Alachua County Water Quality Code Implementation | Alachua County Water Quality Code Implementation, includes Public education, outreach, and enforcement. | Regulations, Ordinances, and Guidelines | Ongoing | Not provided | N/A | N/A | N/A | Silver Springs Basin | N/A | 17400 | N/A | Gainesville Clean Water Partnership/ SJRWMD | Not provided | N/A | Not provided | Not provided | Not provided
4575 | SILV | SJRWMD | Seiler Farms | S181 | Precision Fertilizer Application | GPS-guided fertilizer application. | Agricultural BMPs | Completed | 2018 | 2019 | 568 | 115 | Silver Springs PFA | 333 | 35000 | Not provided | Seiler and Sons, LLC/ SJRWMD/ DEP | Seiler and Sons LLC - $8,750/ SJRWMD - $13,125/ DEP - $13,125 | LP42119 | 33820 | 29.26723 | -82.15139
4608 | WEKR | FDOT District 5 | N/A | FDOT-17 | FM: 240200-4-52-01 | SR 429/46 (Wekiva Parkway) from Orange Boulevard to East of Rinehart Road (Wekiva Parkway Section 8). | Wet Detention Pond | Underway | 2018 | 2023 | 207.1 | 44.2 | Outside Springshed | 299.31 | Not provided | Not provided | Florida Legislature | Not provided | N/A | Not provided | Not provided | Not provided
4609 | WEKR | Orange County | N/A | OC-53 | Black Lake Hydrological and Nutrient Assessment | Data and information from the assessmet can be used by stakeholders to refine TMDL, provide allocation information within the watershed, and identify potential BMP effectiveness. Feasibility Study will evaluate selected BMPs for implementability. | Study | Underway | 2019 | 2021 | N/A | N/A | Inside Springshed | N/A | 193795.6 | N/A | CIP - OC BCC | N/A | N/A | N/A | 28.527263 | -81.60151
5419 | OKEE | Orange County | N/A | OC-67 | Lake Holden 43rd Street Pond Improvements | Outfall control elevation raised to increase permanent pool storage. | Wet Detention Pond | Completed | 2019 | 2019 | TBD | TBD | Upper Kissimmee | 21.5 | 11097 | N/A | Lake Holden Taxing District (MSTU) | Not provided | N/A | N/A | 28.499111 | -81.395417
5420 | OKEE | Orange County | N/A | OC-68 | Lake Pineloch Keystone Drive BMP Feasibility Study | Determine the constructability of a BMP treatment train. | Study | Completed | 2016 | 2017 | N/A | N/A | Upper Kissimmee | 109 | 78830.88 | N/A | Orange County Board of County Commissioners | N/A | N/A | N/A | 28.511038 | -81.366029
5421 | OKEE | Orange County | N/A | OC-69 | Stormwater Harvesting | Stormwater harvesting and exfiltration with real time control to demonstrate the feasibility of the system at reducing stormwater runoff from the site, decreasing potable water usage by jetter and spray trucks, and increasing groundwater recharge. | Stormwater Reuse | Completed | 2018 | 2019 | TBD | TBD | Upper Kissimmee | N/A | Not provided | N/A | Orange County Board of County Commissioners | N/A | N/A | N/A | 28.464982 | -81.413152
5422 | OKEE | Orange County | N/A | OC-70 | Skylake Canal Bank Stabilization | Regrading 500 feet of canal bank, placement of 2,376 square feet of sheet pile, and turf reinforcement. | Impoundment | Completed | 2018 | 2019 | TBD | TBD | Upper Kissimmee | N/A | Not provided | N/A | Orange County Board of County Commissioners | N/A | N/A | N/A | 28.429876 | -81.383786
5423 | OKEE | Okeechobee County | DEP | OK-08 | Oak Lakes Estates | Drainage improvement to reconstruct the swales along the road to provide better treatment. | Grass swales without swale blocks or raised culverts | Planned | TBD | 2021 | TBD | TBD | Taylor Creek/ Nubbin Slough | 26 | 483715 | N/A | DEP/ County | DEP - $350,000/ County - $183,715 | TBD | N/A | 27.220819 | -80.85179
5424 | ORCR | Alachua County | N/A | ALACHUA23 | Countywide Stormwater Treatment Code | Adopt a stormwater treatment code for new development. Code requires 70/80% TN/TP reductions in stormwater discharges. 95% for OFWs and 10% below predevelopment for impaired waters. LID techniques are required in sensitive karst area. | Regulations, Ordinances, and Guidelines | Completed | N/A | 2019 | N/A | N/A | Orange Creek Basin | N/A | N/A | Not provided | Alachua County Stormwater Assessment | Not provided | N/A | Not provided | Not provided | Not provided
5425 | ORCR | Alachua County | N/A | LOCH21 | Lochloosa Lake Improvement Initiative - Phase 1 | Assessment of the Lochloosa Lake watershed to determine external surface runoff and septic sources of nutrients to the lake and identify sites for nutrient reduction projects. | Study | Underway | 2020 | 2021 | N/A | N/A | Lochloosa Lake Basin | N/A | 160287 | N/A | Alachua County Stormwater Assessment | $160,287 | N/A | Not provided | 29.52 | -82.13
5426 | ORCR | Alachua County | N/A | ALACHUA24 | Countywide Florida Friendly Landscaping Homeowner Association Code | Adopt a FFL HOA Code that prohibits HOAs from prohibiting FFL. The Code also prohibits neighborhood Codes, Covenants, and Regulations adopted after 2016 from requiring irrigation. | Regulations, Ordinances, and Guidelines | Completed | N/A | 2019 | N/A | N/A | Orange Creek Basin | N/A | N/A | Not provided | Alachua County General Fund | Not provided | N/A | Not provided | Not provided | Not provided
5427 | ORCR | Alachua County | N/A | ALACHUA25 | Aquifer Awareness Campaign | Billboards and social media to teach the public about the connection between our water use, the aquifer, and the health of our springs. | Enhanced Public Education | Underway | N/A | 2020 | N/A | N/A | Orange Creek Basin | N/A | 20000 | 10000 | Alachua County General Fund/ Gainesville Clean Water Partnership (Alachua County, City of Gainesville, FDOT District 2)/ SJRWMD/ Fish & Wildlife Foundation of Florida Springs Protection License Plate Grant | $10,000 | N/A | Not provided | Not provided | Not provided
5428 | ORCR | ACPCL | N/A | NEW43 | Raydient | Alachua County. Land acquisition. No increase in surface runoff of pollutants because of land use change, continued aquifer recharge and ecosystem/habitat preservation. Hatchet Creek, Little Hatchet Creek Basin. | Land Acquisition | Completed | N/A | 2019 | N/A | N/A | Newnans Lake Basin | 173.169 | 727309.8 | N/A | Wild Spaces Public Place II Surtax | Wild Spaces Public Places Sales Tax - $727,310 | N/A | Not provided | 29.707167 | -82.284073
5429 | ORCR | ACPCL | N/A | OR35 | Smith & Smith | Alachua County. Land donation from owner. No increase in surface runoff of pollutants because of land use change, continued aquifer recharge and ecosystem/habitat preservation. Orange Lake Drain Basin. | Land Acquisition | Completed | N/A | 2019 | N/A | N/A | Orange Lake Basin | 14.52 | 0 | N/A | Donation | Donation – $0 | N/A | Not provided | Not provided | Not provided
4757 | WEKR | Orange County | N/A | OC-58 | Lake Rose Hydrological and Nutrient Assessment | Data and information from the assessmet can be used by stakeholders to refine TMDL, provide allocation information within the watershed, and identify potential BMP effectiveness. | Study | Completed | 2020 | 2020 | N/A | N/A | Inside Springshed | N/A | 186584.72 | N/A | CIP - OC BCC | Not provided | N/A | N/A | 28.541121 | -81.507454
4758 | WEKR | City of Orlando | Not provided | ORL-01 | Compliance Inspections of Private Stormwater Systems | Inspect annually all 233 commercial, single, and multifamily stormwater systems in basin for functionality and adherence to design standards with maximum pollutant removal efficiency. | Stormwater System Rehabilitation | Completed | Not provided | Prior to 2015 | N/A | N/A | Inside Springshed | N/A | Not provided | Not provided | City of Orlando/ Streets and Stormwater Division | Not provided | Not provided | Not provided | Not provided | Not provided
4759 | WEKR | City of Orlando | Not provided | ORL-02 | Stormwater System Inspections | Conduct proactive inspections and perform routine maintenance on 13 ponds and 31 ditches in basin to ensure systems are being maintained at optimal pollutant removal efficiency (and flood prevention). | BMP Cleanout | Completed | Not provided | Prior to 2015 | N/A | N/A | Inside Springshed | N/A | Not provided | Not provided | City of Orlando/ Streets and Stormwater Division | Not provided | Not provided | Not provided | Not provided | Not provided
4760 | WEKR | City of Orlando | Not provided | ORL-03 | Two Inlet Baskets Around Lake Daniel | Install (2006) 2 inlet baskets in Lake Daniel Basin. Both baskets are in the surface water portion of the BMAP. | Catch Basin Inserts/Inlet Filter Cleanout | Canceled | Not provided | N/A | N/A | N/A | Inside Springshed | N/A | 1500 | Not provided | City of Orlando/ Streets and Stormwater Division | Not provided | Not provided | Not provided | N/A | N/A
5100 | GEMI | Seminole County | Altamonte/ Casselberry/ Lake Mary/ Longwood/ Oviedo | SC-05 | Seminole County Fertilizer Ordinance | Reduction of nitrogen and phosphorus sources, through public education and restrictions on usage. | Regulations, Ordinances, and Guidelines | Ongoing | 2017 | N/A | TBD | N/A | Inside Springshed | 14267 | 150000 | 65000 | City Partners/ County/ DEP | City - $28,000/ County - $37,000/ DEP - $100,000 | NF034 | N/A | 28.808801 | -81.34778
5101 | GEMI | Seminole County | N/A | SC-06 | Black Bear Wilderness Area | Previous land use = natural land; management focus = preservation, passive recreation; acreage = 1,650. | Land Acquisition | Completed | Prior to 2009 | Prior to 2009 | N/A | N/A | Inside Springshed | N/A | N/A | N/A | N/A | N/A | N/A | N/A | 28.838797 | -81.353891
5102 | GEMI | Seminole County | N/A | SC-07 | Gravity Main Testing and Repairs | Lateral repairs, gravity main repairs, smoke test and seal laterals. | Sanitary Sewer and Wastewater Treatment Facility (WWTF) Maintenance | Completed | Prior to 2015 | Prior to 2015 | N/A | N/A | Inside Springshed | N/A | 401878 | N/A | N/A | N/A | N/A | N/A | 28.8123 | -81.35223
5103 | GEMI | Seminole County | N/A | SC-08 | Lift Station Rehab | Seal wet well and rehabilitate lines (Wilson School LS, Breckenridge LS, Stockbridge LS, Lake Forest #5 LS, Buckingham LS, Retreat at Wekiva LS, Aster Farms LS, Bel-Aire #3 LS, Bel-Aire #1 LS, Heathrow Master LS). | Sanitary Sewer and Wastewater Treatment Facility (WWTF) Maintenance | Completed | Prior to 2015 | Prior to 2015 | N/A | N/A | Inside Springshed | N/A | 324353 | N/A | N/A | N/A | N/A | N/A | 28.8123 | -81.35223
5104 | GEMI | Volusia County | Not provided | VC-01 | Education and Outreach | Public education about fertilizer, wastewater, lawn clippings, pet waste, water conservation. | Education Efforts | Ongoing | 2012 | N/A | 0 | N/A | Inside Springshed | N/A | Not provided | Not provided | Not provided | Not provided | N/A | Not provided | Not provided | Not provided
5105 | GEMI | Volusia County | Not provided | VC-02 | Street Sweeping | Street sweeping. | Street Sweeping | Ongoing | 2012 | N/A | 661.3433 | N/A | Inside Springshed | N/A | Not provided | Not provided | Not provided | Not provided | N/A | Not provided | Not provided | Not provided
5106 | GEMI | Volusia County | Not provided | VC-03 | Lemon Bluff Road | Grass swales without swale blocks or raised culverts. | Grass swales with swale blocks or raised culverts | Completed | 2012 | 2011 | 1.3945 | N/A | Not provided | 1.8 | 145000 | Not provided | Not provided | Not provided | N/A | Not provided | Incompatible Point | Incompatible Point
3823 | WAKU | Wakulla County | NWFWMD | WC-023 | Wakulla Gardens Sewer - Phase II | Installation of central sewer and proper abandonment of +/- 181 septic systems. | OSTDS Phase Out | Completed | 2016 | 2019 | 2043 | N/A | PFA2 | Not provided | 3899531 | N/A | Legislative Springs Protection Funds | $3,899,531 | Not provided | Not provided | 30.175897 | -84.30494
3824 | WAKU | Wakulla County | NWFWMD | WC-024 | Magnolia Gardens Sewer - Phase II | Installation of central sewer and proper abandonment of +/- 98 septic systems. | OSTDS Phase Out | Completed | 2016 | 2019 | 1106 | N/A | PFA2 | Not provided | 2770000 | N/A | Legislative Springs Protection Funds | $2,770,000 | Not provided | Not provided | 30.167384 | -84.361509
3825 | WAKU | Management Strategies | DEP | OSTDS-01 | Enhancement of Existing OSTDS - Voluntary | Upgrade, replacement, modification, addition of effective nitrogen reducing features, initial connection to a central sewer system, or other action to reduce nutrient loading, voluntarily taken by the owner of an OSTDS within the BMAP. | Onsite Sewage Treatment and Disposal System (OSTDS) Enhancement | Underway | 2018 | N/A | TBD | N/A | Inside Springshed | N/A | TBD | N/A | DEP | TBD | TBD | Not provided | N/A | N/A
3826 | WAKU | Wakulla County | N/A | WC-026 | WINCO WWTP Purchase | Nitrogen reduction – Northeast Wakulla County. | WWTF Nutrient Reduction | Planned | Not provided | TBD | TBD | N/A | TBD | Not provided | Not provided | N/A | TBD | N/A | N/A | Not provided | 30.25700833 | -84.20626111
3827 | WAKU | Management Strategies | TBD | WU-01 | WWTF Policy Reductions | Achieved by WWTF policy if implemented in PFA1 and PFA2, achieving 3 or 6 mg/L. | WWTF Nutrient Reduction | Planned | 2018 | TBD | 2125.161 | N/A | Inside Springshed | TBD | TBD | TBD | TBD | TBD | N/A | Not provided | N/A | N/A
3828 | WAKU | Wakulla Springs State Park | N/A | WP-002 | Project Learning Tree | Annual environmental education program. | Education Efforts | Ongoing | 2008 | N/A | 0 | N/A | PFA1 | N/A | N/A | N/A | N/A | N/A | N/A | Not provided | 30.2335 | -84.3052
3829 | WAKU | Wakulla Springs State Park | N/A | WP-003 | Green Guide Class | Annual environmental education program. | Education Efforts | Completed | 2008 | 2012 | 0 | N/A | PFA1 | N/A | N/A | N/A | N/A | N/A | N/A | Not provided | 30.2335 | -84.3052
3830 | WAKU | Wakulla Springs State Park | N/A | WP-004 | Wakulla Wildlife Festival | Annual environmental education program. | Education Efforts | Completed | 1999 | 2017 | 0 | N/A | PFA1 | N/A | N/A | N/A | N/A | N/A | N/A | Not provided | 30.2335 | -84.3052
3831 | WAKU | Wakulla Springs State Park | N/A | WP-005 | Park Ranger Programs | Annual environmental education program. | Education Efforts | Ongoing | 1986 | N/A | 0 | N/A | PFA1 | N/A | N/A | N/A | N/A | N/A | N/A | Not provided | 30.2335 | -84.3052
3832 | WAKU | FDACS | Agricultural Producers | FDACS-01 | BMP Implementation and Verification - Farm Fertilizer | Enrollment and verification of farm fertilizer BMPs by agricultural producers. Reductions based on efficiencies referenced in the BMAP and 100% NOI Enrollment. | Agricultural BMPs | Underway | N/A | N/A | 4727 | N/A | Basinwide | 39323 | N/A | N/A | FDACS | TBD | N/A | N/A | Not provided | Not provided
3833 | WAKU | FDACS | Agricultural Producers | FDACS-02 | BMP Implementation and Verification - Livestock Waste | Enrollment and verification of livestock waste BMPs by agricultural producers. Reductions based on efficiencies referenced in the BMAP and 100% NOI Enrollment. | Agricultural BMPs | Underway | N/A | N/A | 1451.0442 | N/A | Basinwide | 31577.0492 | N/A | N/A | FDACS | TBD | N/A | N/A | Not provided | Not provided
3834 | WAKU | Management Strategies | TBD | GC-01 | Golf Course Reduction Credits | 10 % BMP credit on golf course load to groundwater, assuming 100 % BMP implementation by golf course owners. | Fertilizer Reduction | Planned | 2018 | TBD | 1312.5319 | N/A | Inside Springshed | TBD | TBD | TBD | TBD | TBD | N/A | Not provided | N/A | N/A
3835 | WAKU | Leon County | City of Tallahassee/ Leon County/ DEP | LC-029/COT-011 | Alternatives to Sewer Solutions Study | Study and develop preferred options for management alternatives to traditional OSTDS in unincorporated areas of Leon County, including PSPZ including financing and management options. | Study | Underway | 2018 | 2021 | N/A | N/A | Inside Springshed | N/A | 620446 | N/A | DEP/ Blueprint | Blueprint - $400,000/ DEP - $500,000 | LP37115 | Not provided | 30.471396 | -84.265821
3836 | WAKU | Wakulla County | NWFWMD | WC-025 | Wakulla Gardens Sewer - Phase II | Upgrades and rerouting of 319 liftstation. | OSTDS Phase Out | Completed | 2017 | 2019 | N/A | N/A | PFA2 | Not provided | 1066280 | N/A | Legislative Springs Protection Funds | $1,066,280 | Not provided | Not provided | 30.17519444 | -84.30719444
3837 | WAKU | Gadsden County | N/A | GC-004 | Section 3.4 Special Drainage Basins - Water Quality (Pollution Abatement) in Storwmater Policies and Procedures Manual | Section 3.4 Special Drainage Basins - Water Quality (Pollution Abatement) in the Stormwater Policies and Procedures Manual. | Regulations, Ordinances, and Guidelines | Ongoing | 2015 | N/A | N/A | N/A | Inside Springshed | N/A | N/A | N/A | N/A | N/A | N/A | Not provided | Not provided | Not provided
3838 | WAKU | Leon County | N/A | LC-005 | Septic Tank Education | Add educational kiosks at the Woodville Community Center to explain how septic systems work. | Education Efforts | Underway | 2015 | N/A | N/A | N/A | PFA1 | N/A | 2500 | N/A | Leon County | N/A | N/A | Not provided | 30.332026 | -84.232658
3839 | WAKU | Leon County | NWFWMD/ FDOH/ DEP | LC-004a | Passive Onsite Sewage Nitrogen Reduction Pilot Project | Upgrade of 90 OSTDS to AWT systems with followup monitoring to determine effectiveness. | Onsite Sewage Treatment and Disposal System (OSTDS) Enhancement | Underway | 2019 | 2021 | 617 | N/A | PFA1 | N/A | 1500000 | N/A | DEP | $1,500,000 | LP37113 | Not provided | 30.33208 | -84.214862
3840 | WAKU | Leon County | NWFWMD | LC-004 | Septic Tank Nitrogen Removal Requirements | County to: identify nitrogen reducing passive OSTDS approved by State for permitting and appropriate for use; evaluate factors like cost and operational feasibility of such; propose code amendment to require suitable systems for new construction in PSPZ. | Study | Underway | 2015 | 2021 | N/A | N/A | PFA1 | N/A | Not provided | N/A | Not provided | Not provided | N/A | Not provided | 30.471396 | -84.265821
3841 | WAKU | Leon County | N/A | LC-003 | Septic Tank Repairs | Proposed revision to the septic tank ordinance to require repairs to have a minimum of 24-inch separation between drainfield and seasonal high water table. | Regulations, Ordinances, and Guidelines | Ongoing | 2015 | N/A | N/A | N/A | PFA1 | N/A | N/A | N/A | Leon County | N/A | N/A | Not provided | Not provided | Not provided
3842 | WAKU | Leon County | N/A | LC-002 | Septic Tank Inventory | GIS inventory of all the septic systems in Leon County. | Study | Completed | 2013 | 2013 | N/A | N/A | PFA1 | N/A | 50000 | N/A | Leon County | $50,000 | N/A | Not provided | Not provided | Not provided
3843 | WAKU | Leon County | DEP/ Blueprint | LC-001b | Woodville Septic to Sewer Project Design and Construction | Wastewater system expansion design to provide service connections eliminating approximately 1,100 OSTDS. | OSTDS Phase Out | Underway | 2016 | 2026 | TBD | N/A | PFA1 | N/A | 10500000 | Not provided | DEP/ Blueprint | DEP - $5,250,000/ Blueprint - $5,250,000 | LP37114 | Not provided | 30.3142 | -84.2475
4104 | WEKR | FDOT District 5 | N/A | FDOT-04c | FM: 240231-2 (Exfiltration System 4N-1) | Add lanes to State Road 434: from State Road 414, Lotus Landing Blvd., then to State Road 436: Dry Detention Pond 1N-1, 1N-2 2N, P, Wet Detention WTC Ponds 1 and 2; Exfiltration System 4N-1 and 5N providing treatment for existing and proposed pavement. | Exfiltration Trench | Completed | 2011 | 2008 | 12.95 | 1.78 | Outside Springshed | 1.91 | Not provided | Not provided | Florida Legislature | Not provided | N/A | Not provided | 28.652012 | -81.415573
4105 | WEKR | FDOT District 5 | N/A | FDOT-04b | FM: 240231-2 (Dry Detention Pond 1N-2) | Add lanes to State Road 434: from State Road 414, Lotus Landing Blvd., then to State Road 436: Dry Detention Pond 1N-1, 1N-2 2N, P, Wet Detention WTC Ponds 1 and 2; Exfiltration System 4N-1 and 5N providing treatment for existing and proposed pavement. | Dry Detention Pond | Completed | 2011 | 2008 | 3.72 | 0.37 | Outside Springshed | 0.48 | Not provided | Not provided | Florida Legislature | Not provided | N/A | Not provided | 28.652012 | -81.415573
4114 | WEKR | City of Altamonte Springs | N/A | AS-12 | River Run South Pond 23 Improvement Project | Enlarge existing retention pond. | On-line Retention BMPs | Completed | Prior to 2015 | 2004 | 2.2 | 0.5 | Outside Springshed | 4.2 | 100000 | 1000 | Stormwater Utility Fund | $100,000 | N/A | Not provided | 28.678744444 | -81.402086111
4115 | WEKR | Seminole County | N/A | SC-18 | Markham Woods Rd. Widening from Lane Springs Landing Blvd. to EE Williamson Rd. | Provide water quality treatment to existing roadway through exfiltration trench; area served = 9.2 acres. | Exfiltration Trench | Completed | 2005 | 2006 | 45.9 | 7.7 | Outside Springshed | 9.2 | 2300000 | TBD | N/A | N/A | N/A | N/A | 28.707105 | -81.384385
4116 | WEKR | City of Apopka | Not provided | A-10 | Sanlando Utilities Corp. Reuse to City | City is in design stage of receiving Sanlando Utilities Corp. reclaimed water that is currently being discharged into Little Wekiva, starting at 1 MGD; this will also reduce ground water withdrawal from city. | WWTF Diversion to Reuse | Completed | Not provided | 2013 | 1732.0289 | 4566 | Outside Springshed | N/A | 3800000 | Not provided | Not provided | Not provided | Not provided | Not provided | 28.640312 | -81.480298
4117 | WEKR | City of Altamonte Springs | N/A | AS-06 | Cracker Barrel Development | Redevelop commercial site and expand existing exfiltration system, raising level of treatment to current city standards. | Exfiltration Trench | Completed | Prior to 2015 | 2002 | 0.8 | 0.1 | Outside Springshed | 2.4 | N/A | N/A | N/A | N/A | N/A | Not provided | 28.665775 | -81.389494444
4118 | WEKR | City of Altamonte Springs | N/A | AS-07 | Fairfield Marriot Suites Development | Construct 92-room Fairfield Suites Hotel to replace commercial development constructed prior to stormwater development rules, raising level of water quality treatment on-site to meet city standards. | Off-line Retention BMPs | Completed | Prior to 2015 | 2000 | 4 | 0.5 | Outside Springshed | 3.1 | N/A | N/A | N/A | N/A | N/A | Not provided | Not provided | Not provided
4119 | WEKR | City of Altamonte Springs | N/A | AS-08 | Florida Hospital Development | Proposed development is for construction of 6,000± square-foot worship center, associated paved parking, and upgrades to existing stormwater management system to replace existing parking lot. | Stormwater System Upgrade | Completed | Prior to 2015 | 2005 | 12 | 0.8 | Outside Springshed | 30.9 | N/A | N/A | N/A | N/A | N/A | Not provided | 28.66585 | -81.369680556
4240 | RAIN | Marion County Office of the County Engineer | Marion County Stormwater Section | B008 | Marion County Fertilizer Ordinance | Florida-friendly fertilizer ordinance (2008) and land development code for urban landscapes regulates use of fertilizers by any applicator; training/licensing requirements; application rates/methods, fertilizer-free & low-maintenance zones. | Regulations, Ordinances, and Guidelines | Ongoing | 2008 | N/A | N/A | N/A | Rainbow Spring Basin/ Silver Spring Basin | N/A | N/A | N/A | N/A | N/A | N/A | N/A | 29.22467 | -82.3387
4248 | RAIN | FDOT District 5 | N/A | B025 | SR 40 Design Project – Pond 6 | 238719–1, SR 40 from CR 328 to SW 80th Ave. (CR 225A) – Pond 6/dry retention; closed basin in poorly drained soils. | On-line Retention BMPs | Underway | 2014 | 2020 | 3.267 | 1.62 | Rainbow Springs Basin/ Silver Springs Basin | 9.28 | Not provided | Not provided | Florida Legislature | Not provided | N/A | Not provided | 29.18598 | -82.272
4079 | WEKR | Seminole County | N/A | SC-36 | Spring Lake Hills Outfall Weir Rehab | Construction retrofit project, replace existing failing weir. | Control Structure | Completed | 2016 | 2016 | TBD | TBD | Outside Springshed | 537 | 4500 | TBD | N/A | N/A | N/A | N/A | 28.645152 | -81.396817
4080 | WEKR | Seminole County | N/A | SC-33a | Lift Station Rehab | Seal wet well and rehabilitate lines (Wilson School LS, Breckenridge LS, Stockbridge LS, Lake Forest #5 LS, Buckingham LS, Retreat at Wekiva LS, Aster Farms LS, Bel-Aire #3 LS, Bel-Aire #1 LS, Heathrow Master LS). | Sanitary Sewer and Wastewater Treatment Facility (WWTF) Maintenance | Completed | 2017 | Prior to 2015 | N/A | N/A | Outside Springshed | N/A | 324353 | N/A | N/A | N/A | N/A | N/A | 28.735441 | -81.403332
4081 | WEKR | Seminole County | N/A | SC-32 | Gravity Main Testing and Repairs | Gravity main repairs including: lateral repairs, smoke testing and sealing laterals. | Sanitary Sewer and Wastewater Treatment Facility (WWTF) Maintenance | Completed | Prior to 2015 | Prior to 2015 | N/A | N/A | Outside Springshed | N/A | 401878 | N/A | N/A | N/A | N/A | N/A | 28.735441 | -81.403332
4082 | WEKR | Seminole County | TBD | SC-34 | Douglas Ave Pond | Pond retrofit with soil amendment aimed at reducing nitrate loading to groundwater. | Stormwater System Upgrade | Planned | TBD | TBD | 83.6 | 23 | Outside Springshed | 45.3 | 105000 | TBD | TBD | TBD | TBD | N/A | 28.687763 | -81.389742
4083 | WEKR | Seminole County | N/A | SC-09 | LWR at Springs Landing Bridge | Exotics removal/revegetation with native species. Accomplished using in-house staff, residents, and volunteers. | Exotic Vegetation Removal | Completed | 2010 | 2010 | N/A | N/A | Outside Springshed | N/A | 10000 | N/A | N/A | N/A | N/A | N/A | 28.702144 | -81.392177
4084 | WEKR | City of Orlando | N/A | ORL-27 | Mercy Drive Sewer Cleaning | Maintenance of sanitary line will prevent sanitary overflows from occurring in the basin which negatively impact the water quality in the lake. | Sanitary Sewer and Wastewater Treatment Facility (WWTF) Maintenance | Completed | Not provided | 2018 | Not provided | Not provided | Outside Springshed | N/A | 300000 | Not provided | City of Orlando/ Water Reclamation Division | $300,000 | N/A | Not provided | 28.577825 | -81.430828
4085 | WEKR | City of Orlando | N/A | ORL-29 | LS8, 30, 47, and 77 Replacements | Lift Station Replacement (only LS #47 and #77 in Wekiva basin). | WWTF Upgrade | Completed | Not provided | 2018 | Not provided | Not provided | Outside Springshed | N/A | 1500000 | Not provided | City of Orlando/ Water Reclamation Division | $1,500,000 | N/A | Not provided | 28.583523 | -81.413138
3965 | SILV | Marion County Parks | N/A | S097 | Gore's Landing Package Plant Upgrade | DEP has one wastewater package plant located at Gore’s Landing, in a flood prone area located along the Ocklawaha River. The current system is antiquated and needs to be brought into compliance with current sewage disposal standards. | WWTF Upgrade | Planned | TBD | Not provided | N/A | N/A | Silver Springs Basin | N/A | Not provided | Not provided | Marion County General Fund | Not provided | N/A | Not provided | TBD | TBD
3966 | SILV | Town of Lady Lake | N/A | S104 | Lady Lake Pet Waste Management | County code related to illicit discharges includes provisions requiring removal of per waste. | Regulations, Ordinances, and Guidelines | Ongoing | 2008 | N/A | N/A | N/A | Silver Springs Basin | N/A | Not provided | Not provided | Town of Lady Lake | Not provided | N/A | Not provided | TBD | TBD
3967 | SILV | Marion County Parks | N/A | S095 | Parks Retention Pond Retrofits | Inventory of stormwater facilities in Marion County Parks to identify potential retrofits to enhance nitrogen removal. Retrofits involve removal of a layer of soil from bottom of the basins and the construction of an engineered soil matrix. | Study | Planned | TBD | Not provided | N/A | N/A | Silver Springs Basin | N/A | Not provided | N/A | Marion County General Fund | Not provided | N/A | Not provided | TBD | TBD
3968 | SILV | Villages Center CDD | N/A | S105 | VCSA WWTP – SCADA | Supervisory control and data acquisition (SCADA) installation and operation at the VCSA plant and collection system lift stations. | WWTF Upgrade | Completed | 1991 | Prior to 2015 | N/A | N/A | Silver Springs Basin | N/A | Not provided | Not provided | Village Center CDD | Not provided | N/A | N/A | 28.925247 | -81.93845
3969 | SILV | City of Ocala | DEP/ City of Ocala (Potentially) | S085 | SkimBoss™ Filtration System – Tuscawilla Pond | Addresses drainage well discharge. Retrofit installation of SkimBoss filtration system with Bold & Gold™ media– Tuscawilla Pond. | Biosorption Activated Media (BAM) | Completed | 2016 | 2020 | TBD | TBD | Silver Springs PFA | 336 | 711594 | 5000 | Section 319(h) Grant/ City of Ocala Stormwater Utility Fees | $490,474 | G0428 | Not provided | TBD | TBD
3970 | SILV | Lake County Public Works | N/A | S083 | Lake County NPDES Permit Education and Outreach | Education outreach information provided on an ongoing basis through Adopt-a-Lake and Lake County Stormwater program outreach. | Education Efforts | Ongoing | 2001 | N/A | N/A | N/A | Silver Springs Basin | N/A | Not provided | 12000 | Lake County | Not provided | N/A | Not provided | Not provided | Not provided
3971 | SILV | Town of Lady Lake | N/A | S082 | Lady Lake NPDES Permit Education and Outreach | Lady Lake contracts services for public education and participation program serving residents Lady Lake. This is a requirement of Phase II MS4 permit. Potential for increasing community participation in BMPs that protect water resources. | Education Efforts | Ongoing | 2000 | N/A | N/A | N/A | Silver Springs Basin | N/A | Not provided | 7500 | Town of Lady Lake | Not provided | N/A | Not provided | Not provided | Not provided
3972 | SILV | Villages Center CDD | Sumter Landing CDD | S081 | Stormwater Pollution on Website | Section of district website for residents dedicated to providing education and links on stormwater pollution. | Education Efforts | Ongoing | 2010 | N/A | N/A | N/A | Silver Springs Basin | N/A | Not provided | Not provided | Village Center CDD/ Sumter Landing CDD | Not provided | N/A | N/A | Not provided | Not provided
4660 | WEKR | Lake County | N/A | LC-13 | Fertilizer Ordinance | Enhanced fertilizer ordinance (above model ordinance requirements), landscape ordinance, irrigation ordinances, FYN, and public education. | Regulations, Ordinances, and Guidelines | Ongoing | 2017 | N/A | 87.3209 | N/A | Inside Springshed | N/A | Not provided | Not provided | Lake County | Not provided | Not provided | Not provided | 28.81778 | -81.548967
4661 | WEKR | City of Maitland | N/A | M-02 | Education and Ordinances | Ordinances for fertilizer, pet waste, landscape, and irrigation. Public education including FYN and PSAs, websites, and brochures. Full suite of public education and ordinances covered under Orange County. | Regulations, Ordinances, and Guidelines | Ongoing | 2000 | N/A | 105.5475 | N/A | Inside Springshed | N/A | N/A | N/A | City of Maitland | N/A | N/A | Not provided | Not provided | Not provided
4662 | WEKR | City of Ocoee | N/A | O-01 | ABC Fine Wine and Spirits Store # 52 | 2.96-acre project; proposed surface water management system will retain and recover three inches of runoff from increase in impervious area; sewered area. | Stormwater System Upgrade | Completed | Not provided | 2008 | 0.30347 | 0.8 | Inside Springshed | 2.96 | Not provided | Not provided | Not provided | Not provided | N/A | Not provided | 28.55284 | -81.539455
4779 | WEKR | Seminole County | N/A | SC-10 | Mirror Lake | Exotics removal/ revegetation with native species. Accomplished using in-house staff, residents, and volunteers. | Exotic Vegetation Removal | Completed | 2010 | 2010 | N/A | N/A | Inside Springshed | N/A | 75000 | N/A | N/A | N/A | N/A | N/A | 28.666129 | -81.439324
4780 | WEKR | Seminole County | N/A | SC-14 | Bear Lake Rd. Reconstruction | Provide water quality treatment to existing roadway and subdivision through increased wet retention and utilization of existing dry retention pond; area served = 32 acres. | Stormwater System Upgrade | Completed | 2007 | 2008 | 13.8077 | 32.3 | Inside Springshed | 32 | 2200000 | TBD | N/A | N/A | N/A | N/A | 28.647734 | -81.44262
4781 | WEKR | Seminole County | N/A | SC-15 | Bunell Rd. Widening | Provide treatment to untreated roadway through construction of new wet retention basin and exfiltration trench; designed to hold treatment volume plus 50%; area served = 7.5 acres. | Stormwater System Upgrade | Completed | 2009 | 2010 | 5.4624 | 9.1 | Inside Springshed | 7.5 | 3200000 | TBD | N/A | N/A | N/A | N/A | 28.652463 | -81.430778
4782 | WEKR | Seminole County | N/A | SC-16 | Eden Park Rd. | Provide treatment to untreated roadway through exfiltration, installation of CDS units, and new wet retention basin; area served = 10.6 acres. | Stormwater System Upgrade | Completed | 2009 | 2010 | 8.9522 | 14.1 | Inside Springshed | 10.6 | 3500000 | TBD | N/A | N/A | N/A | N/A | 28.636751 | -81.435437
4783 | WEKR | Seminole County | N/A | SC-19 | Triangle Drive Treatment Pond | Construct wet detention pond and provide ecological restoration on drainage parcel near Triangle Drive prior to draining into Lake Brantley; area served = 372 acres. | Wet Detention Pond | Canceled | N/A | N/A | 33.6847 | 146.4 | Inside Springshed | 372 | 800000 | N/A | N/A | N/A | N/A | N/A | 28.693109 | -81.433409
5169 | CALO | Coordinating Agency | N/A | CA-05 | C-43 Water Quality Treatment and Testing Facility, Phase II - Test Cells | Evaluate the effectiveness of wetland treatment systems in reducing nitrogen at a test-scale. | Study | Planned | 2022 | 2024 | N/A | N/A | East Caloosahatchee | TBD | TBD | TBD | SFWMD/ Florida Legislature | TBD | N/A | N/A | Not provided | Not provided
5170 | CALO | Coordinating Agency | N/A | CA-06 | C-43 West Basin Storage Reservoir Water Quality Component | Construct and operate a water quality treatment component at the C-43 West Basin Storage Reservoir to reduce discharge of nutrients which may contribute to blue-green algal blooms. | Constructed Wetland Treatment | Underway | 2019 | 2025 | TBD | TBD | West Caloosahatchee | N/A | 659385 | N/A | Florida Legislature | $659,385 | N/A | N/A | Not provided | Not provided
5171 | CALO | Coordinating Agency | N/A | CA-07 | Mudge Ranch | 304-acre project area, which has an estimated water storage benefit of 396 ac-ft/yr. | Dispersed Water Management (DWM) | Completed | 2013 | 2014 | N/A | N/A | West Caloosahatchee | 304 | 17200 | 47500 | Florida Legislature | $302,200 | N/A | N/A | 26.82102263 | -81.47034187
5172 | CALO | Clewiston Drainage District | City of Clewiston/ DEP/ FDACS | CD-01 | Public Education and Outreach | Updates on BMAP and requirements during annual landowner meetings. | Education Efforts | Planned | 2021 | N/A | N/A | N/A | East Caloosahatchee | N/A | 500 | N/A | Clewiston Drainage District | $500 | N/A | N/A | 26.750692 | -80.936481
5173 | CALO | Clewiston Drainage District | FDACS | CD-02 | FDACS BMP Assistance | Provide assistance to FDACS, as needed, to encourage landowners to enroll in BMPs. | Agricultural BMPs | Planned | 2021 | N/A | N/A | N/A | East Caloosahatchee | N/A | 1000 | N/A | Clewiston Drainage District | $1,000 | N/A | N/A | 26.750692 | -80.936481
5174 | CALO | Clewiston Drainage District | N/A | CD-03 | Nutrient Controls | No application of fertilizer in district's rights-of-way. | Fertilizer Cessation | Completed | 2020 | 2020 | N/A | N/A | East Caloosahatchee | N/A | 0 | N/A | Clewiston Drainage District | N/A | N/A | N/A | 26.755175 | -80.935078
5175 | CALO | Clewiston Drainage District | N/A | CD-04 | Control Structures | Annual maintenance of water control structures. | Control Structure | Ongoing | 2020 | N/A | N/A | N/A | East Caloosahatchee | N/A | 22500 | N/A | Clewiston Drainage District | $22,500 | N/A | N/A | 26.756313889 | -80.927722222
5501 | SILV | Sumter County Public Works | N/A | S217 | Sumter County Landscape and Irrigation Ordinance | Ordinance establishing Florida-Friendly Landscaping use in landscape and irrigation design. Pet waste ordinance and landscaping ordinance. 2.5% education credit. | Regulations, Ordinances, and Guidelines | Ongoing | N/A | N/A | 164 | N/A | Silver Springs Basin | N/A | N/A | N/A | Sumter County | N/A | N/A | N/A | Not provided | Not provided
5502 | SILV | Sumter County Public Works | N/A | S218 | Street Sweeping of Sumter County Roads | Sweeping of Sumter County maintained roads within the Districts of the Villages. Sweeping of roads with curb and gutter is completed six times per year. | Street Sweeping | Ongoing | N/A | N/A | Not provided | Not provided | Silver Springs Basin | Not provided | N/A | N/A | Sumter County | N/A | N/A | N/A | Not provided | Not provided
5503 | SILV | Sumter County Public Works | SWFWMD | S219 | Sumter County Little Jones Creek Watershed Management Plan | WMP study that include creation and maintenance of a comprehensive geodatabase for Marion County storm sewer system data, watershed boundaries and hydrologic features. | Study | Underway | N/A | Not provided | N/A | N/A | Silver Springs Basin | N/A | 770751 | N/A | Sumter County/ SWFWMD | $960,000 | N/A | N/A | Not provided | Not provided
5504 | STLU | Coordinating Agency | SFWMD/ DEP/ FDACS | CA-01 | Ten Mile Creek Water Preserve Area | Control the quantity and timing of water delivery to the North Fork of the St. Lucie River by capturing and storing stormwater flows that originated in the Ten Mile Creek Basin. | Hydrologic Restoration | Completed | 2006 | 2009 | TBD | 8789 | Primary BMAP Area | 658 | 32813733.358 | 240631.4633 | SFWMD | $32,813,733 | N/A | N/A | 27.3964573042 | -80.41251196
5505 | STLU | Coordinating Agency | SFWMD/ DEP/ FDACS | CA-02 | Indian River Lagoon-South | C-44 Reservoir/STA will capture, store and treat runoff from C-44/S-153 basin prior to discharge to estuary. Reservoir will provide 50,600 ac-ft of water storage. Two reservoirs and an STA in C-23/C-24 basins also planned to treat 92,000 ac-ft of runoff. | Regional Stormwater Treatment | Underway | 2011 | 2021 | 187393 | 74957 | Primary BMAP Area | 10700 | 387900000 | 2624291 | USACE/ SFWMD/ Florida Legislature | USACE - $226,047,583/ SFWMD - $31,193,464/ Florida Legislature - $258,481,500 | N/A | N/A | 27.392086838 | -80.519971698
4196 | RAIN | SWFWMD | Paul Marraffino/ Tracy Colson | R044 | Aquatic Vegetation Video | A ten–minute video showing the value of submerged and emergent aquatic vegetation in the Rainbow Springs Aquatic Preserve and the impact of recreational use on vegetation. | Education Efforts | Completed | 2009 | 2009 | N/A | N/A | Rainbow Springs Basin | N/A | 4289 | N/A | SWFWMD | $4,289 | N/A | Not provided | TBD | TBD
4197 | RAIN | SWFWMD | Friends of the Dunnellon Library | R045 | Florida Friendly Demonstration Garden at Dunnellon Library | Florida–Friendly demonstration garden was installed to educate visitors to the Dunnellon Library about the benefits of Florida–Friendly landscaping principles. | Education Efforts | Completed | 2009 | 2009 | N/A | N/A | Rainbow Springs Basin | N/A | 4550 | N/A | SWFWMD | $4,550 | N/A | Not provided | TBD | TBD
4198 | RAIN | SWFWMD | Marion County Citizens Coalition, Inc. | R047 | TDR Program for Watershed Protection | Through a series of five workshops, landowners, developers and citizens were educated about the TDR Program and the Farmland Preservation Area in Northwest Marion County. | Education Efforts | Completed | 2007 | 2007 | N/A | N/A | Rainbow Springs Basin | N/A | 3000 | N/A | SWFWMD | $3,000 | N/A | Not provided | TBD | TBD
4199 | RAIN | SWFWMD | Marion County UF–IFAS Extension | R048 | FYN Program –Color in the Landscape Spring Festival | This Florida–Friendly landscaping festival provided information workshops on practices. | Education Efforts | Completed | 2006 | 2006 | N/A | N/A | Rainbow Springs Basin | N/A | 5000 | N/A | SWFWMD | $5,000 | N/A | Not provided | TBD | TBD
4200 | RAIN | SWFWMD | Marion County School District | R049 | Splash! Grants to Teachers in Marion County | Various water resources grants most projects were directly related to education about Rainbow Springs. | Education Efforts | Completed | 2007 | 2013 | N/A | N/A | Rainbow Springs Basin | N/A | 35240 | N/A | SWFWMD | $35,240 | N/A | Not provided | TBD | TBD
4201 | RAIN | SWFWMD | Marion County Parks and Recreation/ Rainbow River Conservation | R040 | Blue Run Aquatic Planting | Approx. 30 volunteers learned how aquatic plants help filter stormwater and participated in planting at Blue Run. | Education Efforts | Completed | 2009 | 2009 | N/A | N/A | Rainbow Springs Basin | N/A | 2000 | N/A | SWFWMD | $2,000 | N/A | Not provided | TBD | TBD
4202 | RAIN | Marion County Utilities | SWFWMD | R104 | Northwest Regional WWTF Expansion | Expansion will improve treatment and capacity at existing WWTF. Existing facility treats to an average 46.95 mg/L TN. The new facility will treat to AWT. Project will allows County to remove package plants and OSTDS in the area in the future. | WWTF Upgrade | Underway | 2019 | 2021 | 1774 | N/A | Rainbow Springs Basin | N/A | 15383033 | Not provided | Possible SWFWMD/ DEP Funds/ County CIP | TBD | Not provided | 16CF0000150 | 29.085496 | -82.444075
4203 | RAIN | Marion County Office of the County Engineer | N/A | R097 | Public Education and Outreach Activities | Outreach program (5.5 % credit) to residents of Marion County that enhances awareness of stormwater management. Includes FYN program; ordinances for landscaping, irrigation, and fertilizer; PSAs; pamphlets; website; and inspection program. | Education Efforts | Ongoing | Not provided | N/A | 2695.8201 | N/A | Rainbow Springs Basin | N/A | Not provided | N/A | Marion County | Not provided | N/A | 16CF0000149 | 29.085495 | -82.444074
4204 | RAIN | City of Ocala | N/A | R098 | Public Education and Outreach Activities | Outreach program (2.0 % credit) to residents of the City of Ocala that enhances knowledge and awareness of stormwater management. Includes PSAs, pamphlets, website, and inspection program. Includes 3% credit for FYN Program. | Education Efforts | Planned | Not provided | N/A | 278 | N/A | Rainbow Springs Basin | N/A | Not provided | Not provided | City of Ocala | Not provided | N/A | Not provided | Not provided | Not provided
4205 | RAIN | City of Dunnellon | N/A | R099 | Public Education and Outreach Activities | Outreach program (4.5 % credit) to residents of the City of Dunnellon that enhances knowledge and awareness of stormwater management. Includes FYN program; ordinance for fertilizer; PSAs; pamphlets; website; and inspection program. | Education Efforts | Ongoing | Not provided | N/A | 114.6499 | N/A | Rainbow Springs Basin | N/A | Not provided | Not provided | City of Dunnellon | Not provided | N/A | Not provided | Not provided | Not provided
4206 | RAIN | Bay Laurel Center CDD | N/A | R100 | Public Education and Outreach Activities | Outreach program (3.0 % credit) to residents of On Top of the World that enhances knowledge and awareness of stormwater management. Includes FYN program. | Education Efforts | Ongoing | Not provided | N/A | 1450.8404 | N/A | Rainbow Springs Basin | N/A | Not provided | Not provided | Bay Laurel Center CDD | Not provided | N/A | N/A | Not provided | Not provided
4223 | RAIN | Florida Governmental Utility Authority | SWFWMD | R084 | Rainbow Springs Water Reclamation Facility (WRF) Decommissioning | A force main from Rainbow Springs WRF to FGUA's Dunnellon WRF and decommissioning of Rainbow Springs WRF is under contract for design. | Decommission/ Abandonment | Underway | 2020 | 2023 | 8943 | N/A | Rainbow Springs Basin | N/A | Not provided | N/A | Not provided | $2,742,000 | LP42082 | Not provided | 29.0734 | -82.4403
4224 | RAIN | Marion County Utilities | N/A | R085 | Golden Ocala WWTF Nutrient and Capacity Improvement | Same as project R104. Canceled in 2018. | WWTF Nutrient Reduction | Canceled | 2018 | 2020 | N/A | N/A | Rainbow Springs Basin | N/A | 17300000 | 236000 | Marion County Utility Funds/ Grants | Not provided | N/A | 16CF0000145 | 29.085491 | -82.444070
4225 | RAIN | FDOT District 2 | N/A | R096 | Sweeping of State Roads | Monthly street sweeping of SR 500 and SR 121. Total solids collected per year is approximately 7,356 pounds. | Street Sweeping | Ongoing | Not provided | N/A | 1 | 3 | Rainbow Springs Basin | N/A | Not provided | Not provided | Not provided | Not provided | N/A | Not provided | 29.276497 | -82.396289
4226 | RAIN | Marion County Utilities | N/A | R087 | Provide Central Sewer Service to Major Commercial Corridor | Same as project R106. Canceled in 2018. | Wastewater Service Area Expansion | Canceled | 2017 | 2018 | TBD | N/A | Rainbow Springs Basin | N/A | 2490984 | 4730 | Marion County Utility Funds/ Grants | Not provided | N/A | 16CF0000147 | 29.085493 | -82.444072
4227 | RAIN | FDOT District 5 | N/A | R095 | Street Sweeping | Not provided. | Street Sweeping | Ongoing | Not provided | N/A | 31 | 17 | Rainbow Springs Basin | N/A | Not provided | Not provided | Florida Legislature | Not provided | N/A | Not provided | Not provided | Not provided
4228 | RAIN | Marion County Utilities | N/A | R089 | Financial Feasibility Study for New Centralized WRF and Collection System | Part of project R086. Canceled in 2018. | Study | Canceled | 2018 | Not provided | N/A | N/A | Rainbow Springs Basin | N/A | 150000 | N/A | Marion County | Not provided | N/A | 16CF0000148 | 29.085494 | -82.444073
4229 | RAIN | FDACS | Agricultural Producers | R090 | BMP Implementation and Verification - Farm Fertilizer | Enrollment and verification of farm fertilizer BMPs by agricultural producers. Reductions based on efficiencies referenced in the BMAP and 100% NOI enrollment of unenrolled acres. | Agricultural BMPs | Underway | Prior to 2018 | N/A | 28513.8 | N/A | Rainbow Springs Basin | 145804 | N/A | N/A | FDACS | TBD | N/A | Not provided | Not provided | Not provided
4230 | RAIN | FDACS | Agricultural Producers | R091 | BMP Implementation and Verification - Livestock Waste | Enrollment and verification of livestock waste BMPs by agricultural producers. Reductions based on efficiencies referenced in the BMAP and 100% NOI enrollment of unenrolled acres. | Agricultural BMPs | Underway | Prior to 2019 | N/A | 65023.5 | N/A | Rainbow Springs Basin | 153847.0201 | N/A | N/A | FDACS | TBD | N/A | Not provided | Not provided | Not provided
4231 | RAIN | Management Strategies | TBD | R092 | Golf Course Reduction Credits | 10 % BMP credit on golf course load to groundwater, assuming 100 % BMP implementation by golf course owners. | Golf Course or Sports Field BMPs | Planned | TBD | 2038 | 5530.0355 | N/A | Rainbow Springs Basin | N/A | TBD | TBD | N/A | N/A | N/A | Not provided | N/A | N/A
4232 | RAIN | Management Strategies | TBD | R093 | Sports Field Reduction Credits | 6 % BMP credit on sports field load to groundwater, assuming 100 % BMP implementation by sports field owners. | Golf Course or Sports Field BMPs | Planned | TBD | 2038 | 79.4864 | N/A | Rainbow Springs Basin | N/A | TBD | TBD | N/A | N/A | N/A | Not provided | N/A | N/A
4233 | RAIN | FDOT District 2 | N/A | R079 | Fertilizer Cessation | FDOT Operations and Maintenance Fertilizer Cessation on SR 121 and SR 500 (US 27A). Cessation began in 2009 and is ongoing. | Fertilizer Cessation | Completed | 2012 | 2012 | 871.6036 | N/A | Rainbow Springs Basin | 168.52 | N/A | N/A | N/A | N/A | N/A | Not provided | 29.542331 | -82.240443
4234 | RAIN | Marion County Utilities | N/A | R086 | Rainbow Springs Sewer Master Plan Study | Master plan study for septic to sewer in the Rainbow Springs/Rainbow River area. The master plan will address issues such as sewer tech, existing wastewater infrastructure, a phased conversion plan, and the financial feasibility of the project. | Study | Canceled | 2018 | TBD | N/A | N/A | Rainbow Springs Basin | N/A | 20000 | N/A | Marion County Utility Funds | Not provided | N/A | 16CF0000146 | 29.085492 | -82.444071
4235 | RAIN | UF–IFAS Extension Marion County | SWFWMD/ UF–IFAS | B011 | Water Quality Education and Equine Farm BMPs | Equine BMPs and Manure Management Education and Outreach Program sponsored by UF–IFAS Extension and Marion County. From 2010 to 2013, program developed educational materials, held client consultations and held group education events. | Agricultural BMPs | Ongoing | 2010 | N/A | N/A | N/A | Rainbow Spring Basin/ Silver Spring Basin | N/A | Not provided | Not provided | UF–IFAS | Not provided | N/A | Not provided | TBD | TBD
4236 | RAIN | Marion County Growth Services | N/A | B004 | Marion County Rural Community Land Use Designation | Comprehensive Plan Future Land Use Element Policy 2.1.18 establishes rural community future land use designation for clustered urban density development patterns in rural designated lands. | Regulations, Ordinances, and Guidelines | Completed | 2000 | 2000 | N/A | N/A | Rainbow Spring Basin/ Silver Spring Basin | N/A | Not provided | N/A | Not provided | Not provided | N/A | Not provided | TBD | TBD
4237 | RAIN | Marion County Growth Services | N/A | B005 | Marion County Community Redevelopment Area Program | Comprehensive Plan Future Land Use Element Objective 2.2 establishes specific limited density and specialized design standards for wetland and floodplain areas slated for development. | Regulations, Ordinances, and Guidelines | Completed | 2000 | 2000 | N/A | N/A | Rainbow Spring Basin/ Silver Spring Basin | N/A | Not provided | N/A | Not provided | Not provided | N/A | Not provided | TBD | TBD
4238 | RAIN | Marion County Growth Services | N/A | B006 | Marion County Springs Protection Zones | Comprehensive Plan Future Land Use Element Objective 7.2 establishes Springs Protection Overlay Zones (SPOZ) and identifies extent of Primary and Secondary Zones. | Regulations, Ordinances, and Guidelines | Completed | 2005 | 2005 | N/A | N/A | Rainbow Spring Basin/ Silver Spring Basin | N/A | Not provided | N/A | Not provided | Not provided | N/A | Not provided | TBD | TBD
4239 | RAIN | Marion County Office of the County Engineer | Marion County Stormwater Section | B007 | Marion County Irrigation Ordinance | Ordinance sets enforceable irrigation schedule and rates of irrigation for Marion County. It also identifies efficient irrigation systems that are exempt from schedule. | Regulations, Ordinances, and Guidelines | Ongoing | 2008 | N/A | N/A | N/A | Rainbow Spring Basin/ Silver Spring Basin | N/A | N/A | N/A | N/A | N/A | N/A | N/A | 29.22467 | -82.3387
4086 | WEKR | City of Orlando | Orange County Public Schools | ORL-31 | Lake Silver Shores | Partner with Edgewater High School (EHS) to design and create joint wet pond on EHS property. | Baffle Boxes- Second Generation with Media | Planned | 2019 | 2024 | 24.3 | 3.2 | Outside Springshed | 20.4 | 800000 | Not provided | City of Orlando Stormwater Utility | $800,000 | N/A | Not provided | 28.578438 | -81.392948
4087 | WEKR | City of Orlando | N/A | ORL-32 | Ardsley Baffle Box Retrofits | Second Generation baffle boxes with media. | Baffle Boxes- Second Generation with Media | Planned | 2018 | 2023 | 161.9581 | 25.3297 | Outside Springshed | 41.7 | 450000 | Not provided | City of Orlando Stormwater Utility | $450,000 | N/A | Not provided | 28.578879 | -81.399721
4088 | WEKR | Seminole County | NRCS | SC-06 | Little Wekiva Grade Control – Montgomery Rd. to State Road 434 | Reduce sediment loads through bank stabilization and construction of two river grade control structures in Little Wekiva River; area served = >5,000 acres. | Shoreline Stabilization | Completed | 2011 | 2012 | 298.3 | 31.4 | Outside Springshed | N/A | 850000 | TBD | NRCS | TBD | N/A | N/A | 28.68192 | -81.398486
4089 | WEKR | Seminole County | N/A | SC-30 | Apple Valley LS | Relocate and build brand new lift station. | Sanitary Sewer and Wastewater Treatment Facility (WWTF) Maintenance | Completed | Prior to 2015 | Prior to 2015 | N/A | N/A | Outside Springshed | N/A | 351975 | N/A | N/A | N/A | N/A | N/A | 28.680202 | -81.394038
4090 | WEKR | Seminole County | N/A | SC-08 | Lake Mobile | Exotics removal/revegetation with native species. Accomplished using in-house staff, residents, and volunteers. | Exotic Vegetation Removal | Completed | 2009 | 2009 | N/A | N/A | Outside Springshed | N/A | 25000 | N/A | N/A | N/A | N/A | N/A | 28.672756 | -81.351723
4262 | RAIN | Marion County Office of the County Engineer | Marion County Stormwater Section/ SWFWMD | R063 | Rainbow Springs 5th Replat Stormwater Retrofit– CP #67 | This project will retrofit three drainage retention areas (2165, 2167, 3166) in Rainbow Springs 5th replat with the nitrogen reducing media. After geotech received, DRA 2165 was switched for DRA 2216. Please see project R113 for new project details. | Retention/Detention BMP Retrofit with Nutrient Reducing Media | Completed | 2016 | 2019 | 67.5 | N/A | Rainbow Springs PFA | 81.4 | 931510 | 2505.9 | Marion County Stormwater Assessment/ SWFWMD | Marion County Stormwater Assessment - $551,460/ SWFWMD - $319,927 | N/A | 16CF0000154 | 29.085488 | -82.444067
4263 | RAIN | FDOT District 5 | City of Dunnellon | R064 | Blue Cove Lake Water Quality Structure | Load reduction estimated using efficiency for baffle box. However, the box includes filter media which may reduce the estimated pollutant load more than estimated. | Baffle Boxes- Second Generation with Media | Completed | 2013 | 2013 | 0.2187 | 0.5 | WBID 1320B – outside PFA | 32.47 | Not provided | Not provided | Florida Legislature | Not provided | N/A | Not provided | 29.052384 | -82.456901
4264 | RAIN | Town of Bronson | SRWMD | R065 | Levy Blue Spring Water Quality Improvement Project. Canceled in 2018; outside the Rainbow Springshed. | The project will expand the town's existing wastewater collection and transmission system and eliminate the use of approximately 60 OSTDS and holding tanks at no cost to the homeowners. | OSTDS Phase Out | Canceled | 2015 | Not provided | 494.2211 | N/A | WBID 1320A – outside PFA | N/A | Not provided | Not provided | Florida Legislature/ SRWMD | Not provided | N/A | Not provided | 29.052384 | -82.456901
4265 | RAIN | DEP – Division of State Lands | N/A | R066 | South Goethe | Provides a corridor from the Goethe State Forest to Marjorie Harris Carr Cross Florida Greenway State Recreation and Conservation Area along Withlacoochee River, links to the Etoniah Cross Florida Greenway Florida Forever project. No land acquired yet. | Land Acquisition | Planned | 2006 | TBD | N/A | N/A | Rainbow Springs Basin | 11642 | 11574303 | Not provided | FCT | Not provided | TBD | Not provided | TBD | TBD
4266 | RAIN | FDOT Districts 2 and 5 | N/A | B038 | FDOT Public Education | FDOT conducts inspections and provides annual illicit discharge, spill prevention and erosion & sediment control training to staff and contractors. | Education Efforts | Ongoing | 2000 | N/A | N/A | N/A | Rainbow Springs Basin | N/A | Not provided | Not provided | Florida Legislature | Not provided | N/A | Not provided | 29.218969 | -82.056466
4267 | RAIN | City of Dunnellon | N/A | R004 | Datesman Park Overflow Parking Lot Improvement | Project retrofitted a car and boat trailer overflow parking lot with pervious pavers and a stormwater retention pond. | On-line Retention BMPs | Completed | 2000 | 2010 | Not provided | N/A | Rainbow Springs Basin | 0.5 | 116195 | Not provided | City of Dunnellon | $116,195 | N/A | Not provided | 29.0486 | -82.4638
4268 | RAIN | SWFWMD | N/A | R026 | Restoring Our Springs! Media Campaign | PSA to promote SWFWMD “Restoring Our Springs!” media campaign. Advertising will be in Citrus, Hernando and Marion counties and will direct people to "Join us in the community effort to restore our springs." | Education Efforts | Completed | 2014 | 2016 | N/A | N/A | Rainbow Springs Basin | N/A | 35698 | N/A | SWFWMD | $35,698 | N/A | Not provided | TBD | TBD
4269 | RAIN | City of Dunnellon | N/A | R019 | Sewer Conversion Project, Phases 1–4 | Project constructed new sewer system within the City limits allowing properties previously on OSTDS (140 in Phase 2) to hook up to central sewer. | OSTDS Phase Out | Completed | 2000 | 2012 | 1153 | N/A | Rainbow Springs Basin | N/A | Not provided | Not provided | Not provided | Not provided | Not provided | Not provided | TBD | TBD
4496 | OKLA | SJRWMD | DEP/ Kimley Horn | LAP59 | Lake Apopka Marsh Flow-Way Improvements | Improve phosphorous removal efficiencies through the construction of improvements to limit short circuiting and improve the sheet flow patterns within the cells of the flowway. | Constructed Wetland Treatment | Underway | Not provided | 2021 | N/A | TBD | Lake Apopka Basin | 31000 | 2735000 | 0 | DEP | $2,735,000 | N/A | Not provided | 28.6760118854754 | -81.6940002039893
4497 | OKLA | SJRWMD | Bekemeyer Family Farm | LAP60 | Irrigation Retrofit/Tailwater | Install hydroponic system, irrigation retrofit and tailwater recovery pond. | Agricultural BMPs | Completed | 2015 | 2017 | 206.1 | 44.4 | Lake Apopka Basin | 15 | 176444 | Not provided | Bekemeyer Family Farm/ SJRWMD | Bekemyer Family Farm - $17,645/ SJRWMD - $158,799 | N/A | Not provided | 28.559333 | -81.569156
4498 | OKLA | SJRWMD | Long and Scott | LAP61 | Irrigation Conversion | Convert from seepage to center pivot on mixed vegetables. | Agricultural BMPs | Completed | 2017 | 2017 | 285.9 | 77.1 | Lake Apopka Basin | 131 | 212614 | Not provided | Long and Scott/ SJRWMD | Long and Scott - $53,154/ SJRWMD - $159,460 | N/A | 30014 | 28.720663 | -81.661635
4499 | OKLA | SJRWMD | Long and Scott | LAP62 | Precision agriculture | GPS-guided fertilizer application. | Agricultural BMPs | Completed | 2018 | 2018 | 126.9 | 34.2 | Lake Apopka Basin | 77 | 64801 | Not provided | Long and Scott/ SJRWMD | Long and Scott - $16,200/ SJRWMD - $48,601 | N/A | 32555 | 28.730178 | -81.664075
4500 | OKLA | City of Winter Garden | SJRWMD/ DEP | LAP63 | Carriage Point Aquifer Recharge | Project is associated with the stormwater capture and reuse. Recharging of the aquifer with reclaimed water in the Carriage Point subdivision stormwater pond. | Stormwater Reuse | Completed | 2019 | 2019 | TBD | TBD | Lake Apopka Basin | 100000 | 115500 | Not provided | City of Winter Garden/ DEP/ SJRWMD | City of Winter Garden – $1,860,000/ DEP – $750,000/ SJRWMD – $750,000 | 28432 | Not provided | 28.516847045394 | -81.6248372712361
4501 | OKLA | Orange County | N/A | LAP64 | Lake Pearl (West) Hydro/Nutrient Assessment and Water Quality Improvement Plan | Watershed assessment, source characterization, and determination of relative source contributions. Report will produce a list of ranked BMPs for further consideration and/or implementation. | Study | Underway | Not provided | 2020 | N/A | N/A | Lake Apopka Basin | N/A | 168443.22 | N/A | OCBCC Capital Improvement Budget | Not provided | N/A | Not provided | 28.5410852887346 | -81.5325837172405
4502 | OKLA | Lake County | N/A | LC09-MINN | Pipe and Catch Basin Cleaning- Minnehaha/ Crescent Lake Basin | Removal of sediments from catch basins and pipes in stormwater system reducing associated nutrient discharge to receiving water body. Lakeshore Drive, Clermont. | BMP Cleanout | Ongoing | Not provided | N/A | 8 | 5 | Palatlakaha River Basin | N/A | N/A | 5700 | Lake County | Not provided | N/A | Not provided | Not provided | Not provided
4503 | OKLA | Lake County | UF-IFAS | LC10 | Green Industries Best Management Practices | Stormwater staff are pursuing certification to be instructors in UF Green Industries-BMP program. Staff will assist in outreach on Green Industries Best Management Practices with an emphasis on Lake County Fertilizer ordinance requirements. | Education Efforts | Planned | Not provided | 2019 | N/A | N/A | Upper Ocklawaha Basin | N/A | Not provided | Not provided | Lake County MSTU | Not provided | N/A | Not provided | Not provided | Not provided
4504 | OKLA | SJRWMD | Cherrylake Inc. | PAL32 | Irrigation Conversion | Retrofit micro-emitter system so it is possible to shut off individual emitters as trees are harvested. | Agricultural BMPs | Completed | 2016 | 2018 | 258.3 | 128.4 | Palatlakaha River Basin | 694 | 400000 | Not provided | Cherrylake Inc./ SJRWMD | Cherrylake Inc. - $100,000/ SJRWMD - $300.000 | N/A | 28654 | 28.592891 | -81.838671
4693 | WEKR | Town of Oakland | Individual property owners | OAK-01 | Single-Family Residential Infill Depressions | Install depressional retention on all new infill single-family residences in old part of town to increase recharge and decrease surface flow. | On-line Retention BMPs | Completed | Not provided | Prior to 2015 | N/A | N/A | Inside Springshed | Not provided | Not provided | Not provided | Not provided | Not provided | Not provided | Not provided | Not provided | Not provided
4694 | WEKR | Town of Oakland | Town of Oakland | OAK-02 | Southern Oaks - Phase 1 & 2 | Drainage conveyance maintenance in established neighborhood to enable proper treatment of stormwater flows. Lack of maintenance had caused sheet flows to bypass existing treatment ponds. | Stormwater System Rehabilitation | Completed | Not provided | 2017 | N/A | N/A | Inside Springshed | 15 | 30000 | Not provided | Not provided | Not provided | Not provided | Not provided | Not provided | Not provided
4695 | WEKR | Town of Oakland | Town of Oakland | OAK-03 | Speer Park Stormwater | Construction of earthen berm to intercept sheet flows from Speer Park and adjacent streets. Improvements provide attenuation and treatment of stormwater flows to reduce pollutant loading and erosion. | Stormwater System Upgrade | Completed | Not provided | 2016 | Not provided | Not provided | Inside Springshed | 5 | 15000 | Not provided | Not provided | Not provided | Not provided | Not provided | Not provided | Not provided
4696 | WEKR | Town of Oakland | DEP/ EPA/ SJRWMD/ DEP/ Town of Oakland | OAK-04 | Stormwater/ Drainage Improvements - Mid-Town - Phase 1 | New stormwater collection system comprised of biofiltration retention ponds, storm pipes and inlets, and swales in the Town’s Lower Basin (Phase 1). Three existing retention ponds will be modified and will use Bold and Gold™ bioabsorption material. | Stormwater System Upgrade | Underway | Not provided | 2018 | 8.497 | 10.02 | Inside Springshed | 39.2 | 579787 | Not provided | Not provided | Not provided | NF008 | Not provided | Not provided | Not provided
4697 | WEKR | Town of Oakland | Town of Oakland | OAK-05 | Town-wide Drainage Maintenance | Drainage conveyance maintenance in established neighborhoods to enable proper treatment of stormwater flows. | Stormwater System Rehabilitation | Completed | Not provided | 2017 | N/A | N/A | Inside Springshed | TBD | TBD | TBD | Oakland | $20,000 | N/A | Not provided | Not provided | Not provided
4707 | WEKR | Orange County | Not provided | OC-02 | Gusty Lane | Remove existing triple aluminum pipes along Little Wekiva River at Gusty Lane Dr. and replace with control structure using rip-rap and gabion materials; install pipe and inlet for existing ditch adjacent to canal. | Control Structure | Completed | 2010 | 2010 | 5.3106 | 8.1 | Inside Springshed | N/A | 132000 | Not provided | Not provided | Not provided | Not provided | N/A | 28.61633 | -81.419799
4708 | WEKR | Orange County | Not provided | OC-03 | NRCS Riverside Acres | Erosion protection of Little Wekiva river bank, install rip-rap, project length = 287 feet. | Shoreline Stabilization | Completed | 2010 | 2010 | 7.1314 | 10.7 | Inside Springshed | N/A | 650000 | Not provided | Not provided | Not provided | Not provided | N/A | 28.628071 | -81.417191
4709 | WEKR | Orange County | Not provided | OC-04 | NRCS Riverside Park Ave. | Erosion protection of Little Wekiva river bank, install rip-rap, project length 150 feet. | Shoreline Stabilization | Completed | 2008 | 2008 | 3.7933 | 5.6 | Inside Springshed | N/A | 350000 | Not provided | Not provided | Not provided | Not provided | N/A | 28.628159 | -81.417257
3895 | SILV | FDOT District 5 | N/A | B025 | SR 40 Design Project – Pond 6 | 238719–1, SR 40 from CR 328 to SW 80th Ave. (CR 225A) – Pond 6/dry retention; closed basin in poorly drained soils. | On-line Retention BMPs | Underway | 2014 | 2020 | 3.267 | 1.62 | Rainbow Springs Basin/ Silver Springs Basin | 9.28 | Not provided | Not provided | Florida Legislature | Not provided | N/A | Not provided | 29.18598 | -82.272
3896 | SILV | City of Belleview | DEP/ Marion County | S034 | US 441 Sewer Main Expansion | New sewer line south of City along US 441 will allow commercial and residential area hook up to centralized system. Project estimated to provide 79 central sewer connections to a developing corridor, with potential for up to 60 more connections. | OSTDS Phase Out | Completed | 2014 | 2016 | 414.4907 | N/A | Silver Springs Basin | N/A | 1000000 | Not provided | DEP/ Marion County Economic Infrastructure Grant (EDIG) | Not provided | Not provided | N/A | TBD | TBD
3897 | SILV | FDOT Districts 2 and 5 | N/A | B038 | FDOT Public Education | FDOT conducts inspections and provides annual illicit discharge, spill prevention, and erosion and sediment control training to staff and contractors. | Education Efforts | Ongoing | 2000 | N/A | N/A | N/A | Silver Springs Basin | N/A | Not provided | Not provided | Florida Legislature | Not provided | N/A | Not provided | 29.267789 | -82.387747
3898 | SILV | SJRWMD | Alachua County | S013 | LochLoosa Wildlife Conservation Area | Acquisition of land around Lochloosa Lake and around north side of Orange Lake for Lochloosa Wildlife Conservation Area. Benefits: No increase in surface runoff of pollutants due to land use change. | Land Acquisition | Completed | 2003 | 2003 | N/A | N/A | Silver Springs Basin | 28337 | 16058211 | N/A | SJRWMD Ad Valorem/ Preservation 2000/ Alachua County Cost-Share | Not provided | N/A | Not provided | TBD | TBD
3899 | SILV | Marion County Office of the County Engineer | Marion County Stormwater Section | S033 | Country Gardens Stormwater Retrofit | Proposed project to construct a retention area to treat stormwater runoff from residential land uses that currently discharging to a relic sinkhole/quarry. This project will be constructed with project S211. | On-line Retention BMPs | Planned | 2016 | 2023 | 3.726 | 3.4 | Silver Springs PFA | 33.2 | 328100 | TBD | Marion County Stormwater Assessment | TBD | N/A | N/A | 29.153589 | -82.131851
3900 | SILV | Marion County Office of the County Engineer | Marion County Stormwater Section/ DEP/ University of Central Florida (UCF)/ SJRWMD/ SWFWMD | S032 | Hunter's Trace Retention Area Retrofit | The first use of the innovative Bold & Gold™ soil amendment. This research project confirmed the types of retention ponds/soil types the amendment would be successful in and to what degree. | Retention/Detention BMP Retrofit with Nutrient Reducing Media | Completed | 2009 | 2009 | Not provided | N/A | Silver Springs PFA | 56 | 500000 | 642.25 | Marion County Stormwater Assessment/ SWFWMD/ DEP | Not provided | Not provided | 07CS0000002 | TBD | TBD
3901 | SILV | Marion County Office of the County Engineer | DEP/ SJRWMD/ FDOT | S031 | Marion County Silver Springs River Pollution Reduction Project | Construction of stormwater management system to address historically untreated flow into the Half-Mile Creek, a tributary to Silver River. The system uses a dual-pump system to pump water to a retention pond for treatment. | Regional Stormwater Treatment | Completed | 2009 | 2010 | 293.4894 | 625 | Silver Springs PFA | 505 | 1766828 | Not provided | Marion County Stormwater Assessment/ SJRWMD/ DEP/ FDOT | SJRWMD - $670,901/ FDOT - $500,000/ LP6054 - $100,000/ LP6780 - $156,400/ S0284 - $5,614 | LP6054/ LP6780/ S0284 | SK456AA | 29.219395 | -82.049368
3902 | SILV | Marion County Office of the County Engineer | Marion County Stormwater Section/ DEP/ SJRWMD | S030 | 31st Street Stormwater Retrofit | Construction of stormwater wetland to treat runoff from US 441 and adjacent commercial land uses prior to discharge to an active sinkhole. Target pollutant: nitrogen. | Constructed Wetland Treatment | Completed | 2009 | 2009 | 0.52376 | 19.01 | Silver Springs PFA | 26 | 600000 | 6300 | Marion County Stormwater Assessment/ SJRWMD/ DEP | Marion County Stormwater Assessment - $356,063/ SJRWMD - $115,000/ DEP - $110,000 | G0225 | 24848 | 29.155845 | -82.130198
3903 | SILV | FDOT District 5 | N/A | S027 | SR35 Design Project – Pond 9 | 238677-1, SR 35 from SR 464 (Maricamp Rd.) to SR 40 – Basin 9 (Pond 9) / Dry Retention. | On-line Retention BMPs | Completed | 2010 | 2012 | 0.50238 | 0.44 | Silver Springs Basin | 3.31 | Not provided | Not provided | Florida Legislature | Not provided | N/A | Not provided | 29.214673 | -82.058264
3904 | SILV | FDOT District 5 | N/A | S019 | SR500 (US441) Design Project – Basin E | 238395-4, SR 500 (US 441) From Martin Luther King to Lake Ella Rd. – Basin E / Dry Retention; Open Basin Discharge to Lake Griffin. | On-line Retention BMPs | Completed | 2011 | 2014 | 15.8139 | 7.81 | Silver Springs Basin | 9.92 | Not provided | Not provided | Florida Legislature | Not provided | N/A | Not provided | 28.888797 | -81.904458
3905 | SILV | FDOT District 5 | N/A | S017 | SR500 (US441) Design Project – Basin C | 238395-4, SR 500 (US 441) From Martin Luther King to Lake Ella Rd.– Basin C / Wet Detention; Open Basin Discharge to Lake Griffin. | Wet Detention Pond | Completed | 2011 | 2014 | 3.0132 | 7.78 | Silver Springs Basin | 13.88 | Not provided | Not provided | Florida Legislature | Not provided | N/A | Not provided | 28.866322 | -81.903694
3906 | SILV | Villages Center CDD | N/A | S002 | Stormwater Management Policy Adoption | Adopted policy that prohibits illicit discharges for VCDD numbers 1-10. | Regulations, Ordinances, and Guidelines | Ongoing | 2007 | N/A | N/A | N/A | Silver Springs Basin | N/A | Not provided | Not provided | Village Center CDD | Not provided | N/A | N/A | TBD | TBD
3907 | SILV | City of Ocala | SJRWMD/ FDOT/ DEP | S014 | City of Ocala Silver Spring/ River Pollution Reduction Project | Addresses surface water discharge. Project provided water quality treatment for four drainage basins in the city. Basins historically discharged untreated stormwater runoff to Half Mile Creek via the SR 40/Silver Springs Blvd. storm sewer system. | Regional Stormwater Treatment | Completed | 2009 | 2018 | 94.2 | 207 | Silver Springs PFA | 738.27 | 3501034 | Not provided | SJRWMD/ FDOT/ DEP/ Community Budget Issue Request (CBIR)/ City of Ocala Stormwater Utility Fees | Not provided | Not provided | Not provided | TBD | TBD
3908 | SILV | FDOT District 5 | N/A | B022 | State Road (SR) 40 Design Project – Pond 3 | 238719–1, SR 40 from CR 328 to SW 80th Ave. (CR 225A) – Pond 3/dry retention; closed basin in poorly drained soils. | On-line Retention BMPs | Underway | 2014 | 2020 | 3.159 | 1.57 | Rainbow Springs Basin/ Silver Springs Basin | 8.97 | Not provided | Not provided | Florida Legislature | Not provided | N/A | Not provided | 29.18619 | -82.29627
3917 | SILV | FDOT District 2 | N/A | S015 | SR 20 Widening | Addresses surface water. Eastern urban area of Gainesville and Alachua County. Widening of SR 20 from 2 lane to 4 lane road with stormwater runoff treatment. Three wet detention ponds installed to treat stormwater runoff. | Wet Detention Pond | Completed | 2006 | 2006 | 443.9472 | 361.58 | Silver Springs Basin | 355 | 10763788 | Not provided | Florida Legislature | Not provided | N/A | Not provided | 29.60555 | -82.221241
3918 | WAKU | Wakulla County | NWFWMD | WC-006 | Wakulla Gardens Sewer - Phase I | Installation of central sewer and proper abandonment of +/- 51 septic systems. | OSTDS Phase Out | Completed | 2016 | 2019 | 576 | N/A | PFA2 | Not provided | 2300000 | N/A | Legislative Springs Protection Funds | $2,300,000 | Not provided | Not provided | 30.185321 | -84.306056
3919 | SILV | FDOT District 5 | N/A | B024 | SR 40 Design Project – Pond 5 | 238719–1, SR 40 from CR 328 to SW 80th Ave. (CR 225A) – Pond 5/dry retention; closed basin in poorly drained soils. | On-line Retention BMPs | Underway | 2014 | 2020 | 3.8394 | 1.91 | Rainbow Springs Basin/ Silver Springs Basin | 10.9 | Not provided | Not provided | Florida Legislature | Not provided | N/A | Not provided | 29.18779 | -82.27748
3920 | WAKU | Wakulla County | N/A | WC-014 | Wakulla County Aquifer Vulnerability Assessment | Modeling effort to identify the most vulnerable areas in the county. | Study | Completed | 2007 | Prior to 2013 | N/A | N/A | PFA1, PFA2 | N/A | N/A | N/A | N/A | N/A | N/A | Not provided | 30.214699 | -84.32347
3921 | WAKU | Wakulla County | N/A | WC-013 | Comprehensive Plan Future Land Use Policies 1.2.15, 1.2.16 and 1.2.17 | Establishes special area plans with additional environmental protection measures for the Bloxham Special Area Plan, Special Area Plan #2, and Spring Creek Highway Special Area Plan within the Wakulla Springs Basin. | Regulations, Ordinances, and Guidelines | Ongoing | 2004 | N/A | 12.96 | N/A | PFA1, PFA2 | N/A | N/A | N/A | N/A | N/A | N/A | Not provided | 30.214699 | -84.32347
3922 | WAKU | Wakulla County | N/A | WC-012 | Fertilizer Management Education | Education and outreach to the public about fertilizer management. | Regulations, Ordinances, and Guidelines | Ongoing | 2014 | N/A | 143 | N/A | PFA1, PFA2 | N/A | N/A | N/A | N/A | N/A | N/A | Not provided | 30.214699 | -84.32347
3923 | WAKU | Wakulla County | N/A | WC-011 | Fertilizer Use Ordinance 2010-1 | Adopts model ordinance on Florida-friendly fertilizer use on urban landscapes. | Regulations, Ordinances, and Guidelines | Ongoing | 2010 | N/A | 71 | N/A | PFA1, PFA2 | N/A | N/A | N/A | N/A | N/A | N/A | Not provided | 30.214699 | -84.32347
3924 | WAKU | Wakulla County | N/A | WC-010 | Crawfordville TIF District | TIF District for Crawfordville area to fund improvements including basic infrastructure. | OSTDS Phase Out | Completed | 2012 | 2015 | N/A | N/A | PFA2 | Not provided | N/A | N/A | N/A | N/A | N/A | Not provided | 30.214699 | -84.32347
3925 | WAKU | Wakulla County | N/A | WC-009 | Wakulla Springs Watershed | Inspection and repair of old, damaged, and failing systems in the Wakulla Springs watershed area. | Onsite Sewage Treatment and Disposal System (OSTDS) Enhancement | Planned | 2012 | TBD | TBD | N/A | PFA1, PFA2 | Not provided | 1380300 | N/A | N/A | N/A | N/A | Not provided | 30.214699 | -84.32347
3926 | SILV | City of Ocala | DEP/ City of Ocala | S124 | City of Ocala – Retrofit Installation of SkimBoss™ Filtration System with Bold & Gold™ | The installation of the SkimBoss Filtration Systems using Bold & Gold™ media to treat water leaving ponds and flowing into recharge wells at 613 SE 13th Ave, NE 10th St. @ 1200 Block, NE 14th St. and 12th Ct. | Biosorption Activated Media (BAM) | Completed | 2016 | 2020 | TBD | TBD | Silver Springs PFA | 140 | 485650 | 15000 | TMDL/ Legislative Appropriation/ City of Ocala Stormwater Utility Fees | $350,776 | S0915 | Not provided | TBD | TBD
3927 | WAKU | Wakulla County | N/A | WC-007 | Greiner's Addition Central Sewer Installation | Planned central sewer installation for the Greiner's Addition neighborhood. Part of WC-027. | OSTDS Phase Out | Completed | Not provided | 2019 | N/A | N/A | PFA2 | Not provided | N/A | N/A | N/A | N/A | N/A | Not provided | 30.175307 | -84.36477
3928 | SILV | Marion County Growth Services | N/A | B001 | Marion County TDR | TDR Program designed to protect natural resources, listed in Policy 1.1.2 of Conservation Element of Marion County Comprehensive Plan and locally important and prime farmlands. Program definition contained in Article 3 of Land Development Code. | Regulations, Ordinances, and Guidelines | Completed | 2000 | 2000 | N/A | N/A | Rainbow Springs Basin/ Silver Springs Basin | N/A | Not provided | N/A | Not provided | Not provided | N/A | Not provided | TBD | TBD
3929 | SILV | City of Ocala | N/A | B056 | Utility Public Education and Outreach | Programming focuses on: water conservation, what not to flush, and fats, oils, and grease. This is facilitated through public presentation, brochures, social media outreach, special events, and other handouts. | Education Efforts | Ongoing | Not provided | N/A | TBD | TBD | Rainbow Springs Basin/ Silver Springs Basin | N/A | TBD | TBD | City of Ocala | N/A | N/A | Not provided | Not provided | Not provided
3930 | SILV | City of Ocala | DEP | B050 | Fairfield Village Sewer Expansion Project | The objective of the project s to design and construct a sanitary sewer system which will remove from service ~350 OSTDS from the associated single family residential lots. The OSTDS contribute to the TN and TP impairment of Rainbow Springshed. | OSTDS Phase Out | Underway | 2020 | 2022 | 478 | N/A | Rainbow Springs Basin/ Silver Springs Basin | N/A | 1500000 | N/A | City of Ocala/ DEP | $750,000 | LPS0030 | Not provided | TBD | TBD
3931 | SILV | City of Ocala | Equity Lifestyle/ DEP | B049 | Fox Meadow Sewer Expansion Project | The objective of the project s to design and construct a sanitary sewer system which will remove from service ~275 OSTDS from the associated single family residential lots. The OSTDS contribute to the TN and TP impairment of Rainbow Springshed. | OSTDS Phase Out | Planned | 2021 | 2023 | 324 | N/A | Rainbow Spring Basin/ Silver Spring Basin | N/A | 4705000 | Not provided | Equity Lifestyle/ DEP | Not provided | Not provided | Not provided | TBD | TBD
3932 | SILV | FDACS | N/A | B048 | Enhanced IA Program | Enhancement and formalization of OAWP IA policies and procedures through rulemaking. | Agricultural BMPs | Ongoing | 2016 | N/A | N/A | N/A | Silver Springs Basin | N/A | N/A | N/A | N/A | N/A | N/A | Not provided | TBD | TBD
3933 | SILV | FDACS | Agricultural Producers | B047 | BMP Manual Development - Poultry | FDACS adopted a poultry manual. | Agricultural BMPs | Completed | 2015 | 2016 | N/A | N/A | Silver Springs Basin | N/A | N/A | N/A | N/A | N/A | N/A | Not provided | TBD | TBD
3934 | SILV | FDACS | Agricultural Producers | B046 | BMP Manual Development - Dairy | FDACS adopted a dairy manual that targets dairies that do not have DEP-issued NPDES permits. | Agricultural BMPs | Completed | 2015 | 2016 | N/A | N/A | Silver Springs Basin | N/A | N/A | N/A | N/A | N/A | N/A | Not provided | TBD | TBD
3935 | SILV | FDACS | Agricultural Producers | B045 | BMP Manual Development - Vegetable and Agronomic Crop | FDACS adopted a revised vegetable and agronomic crop manual that includes specific nutrient and irrigation management best management practices (BMPs) for plastic mulch, bare ground, sugar cane, hay/silage, and greenhouse production systems. | Agricultural BMPs | Completed | 2015 | 2015 | N/A | N/A | Silver Springs Basin | N/A | N/A | N/A | N/A | N/A | N/A | Not provided | TBD | TBD
4050 | WEKR | City of Orlando | Not provided | ORL-22 | West Lake Silver Phase I and II | Line sewers to prevent untreated sewage from escaping through cracks and joints; project will reduce nutrient seepage into ground water table. | Sanitary Sewer and Wastewater Treatment Facility (WWTF) Maintenance | Completed | Not provided | Prior to 2015 | Not provided | Not provided | Outside Springshed | N/A | N/A | Not provided | City of Orlando/ Water Reclamation Division | Not provided | Not provided | Not provided | Not provided | Not provided
4051 | WEKR | City of Orlando | Not provided | ORL-23 | Mercy Dr. Sewer Rehab | Install lift station in new commercial area. | Sanitary Sewer and Wastewater Treatment Facility (WWTF) Maintenance | Completed | Not provided | 2002 | Not provided | Not provided | Outside Springshed | N/A | 878400 | Not provided | City of Orlando/ Water Reclamation Division | Not provided | Not provided | Not provided | Not provided | Not provided
4052 | WEKR | City of Orlando | Not provided | ORL-16 | Lynx Facility | Install sanitary sewer in area with septic tanks to reduce nutrient seepage into ground water table. | Wastewater Service Area Expansion | Completed | Not provided | 2007 | Not provided | Not provided | Outside Springshed | N/A | Not provided | Not provided | City of Orlando/ Water Reclamation Division | Not provided | Not provided | Not provided | Not provided | Not provided
4053 | WEKR | City of Orlando | Not provided | ORL-07 | Four Inlet Baskets Around Lake Silver | Install (2004) four inlet baskets in Lake Silver Basin.181 cubic feet per year of material collected. | Catch Basin Inserts/Inlet Filter Cleanout | Ongoing | Not provided | N/A | 10 | 6 | Outside Springshed | 15.1 | 3000 | Not provided | City of Orlando/ Streets and Stormwater Division | Not provided | Not provided | Not provided | 28.575913 | -81.392361
4054 | WEKR | City of Orlando | Not provided | ORL-06 | Four Inlet Baskets Around Lake Sarah | Install (2006) three inlet baskets in Lake Sarah Basin. 165 cubic feet per year of material collected. | Catch Basin Inserts/Inlet Filter Cleanout | Ongoing | Not provided | N/A | 10 | 6 | Outside Springshed | 3.7 | 2250 | Not provided | City of Orlando/ Streets and Stormwater Division | Not provided | Not provided | Not provided | 28.585182 | -81.400936
4055 | WEKR | City of Orlando | Not provided | ORL-05 | Three Baffle Boxes on Ardsley | Capture gross pollutants and reduce levels of nitrogen entering basin by removing leaves and clippings before they enter Lake Silver. 270 cubic feet per year of material collected. | Catch Basin Inserts/Inlet Filter Cleanout | Ongoing | Not provided | 2006 | 16 | 10 | Outside Springshed | 26.2 | 7800 | Not provided | City of Orlando/ Streets and Stormwater Division | Not provided | Not provided | Not provided | 28.576455 | -81.398664
4007 | SILV | Villages Center CDD | North Sumter County Utility Dependent District | S045 | NSU WWTP Reuse | Public access reuse system provides reclaimed water for irrigation of golf courses. | WWTF Diversion to Reuse | Completed | 2003 | 2012 | N/A | N/A | Silver Springs Basin | N/A | Not provided | Not provided | North Sumter County Utility Dependent District | Not provided | N/A | N/A | 28.882314 | -81.980146
4008 | SILV | City of Ocala | Not provided | S042 | Reuse Projects | Public access reuse system provides reclaimed water for irrigation of golf courses and roadways. | WWTF Diversion to Reuse | Completed | 2014 | 2016 | N/A | N/A | Rainbow Springs Basin/ Silver Springs PFA | N/A | Not provided | Not provided | Not provided | Not provided | Not provided | Not provided | TBD | TBD
4009 | SILV | Villages Center CDD | N/A | S043 | VCSA WWTP Reuse | Public access reuse system provides reclaimed water for irrigation of golf courses and roadways. | WWTF Diversion to Reuse | Completed | 1991 | 2012 | N/A | N/A | Silver Springs Basin | N/A | Not provided | Not provided | Village Center CDD | Not provided | N/A | N/A | 28.925247 | -81.93845
4010 | SILV | Villages Center CDD | N/A | S041 | North Sumter Utilities (NSU) WWTP Anaerobic Denitrification | WWTP includes an Anoxic Basin for denitrification of NO3 which reduces NO3 discharge in the WWTP effluent. | WWTF Nutrient Reduction | Completed | 2003 | 2012 | N/A | N/A | Silver Springs Basin | N/A | Not provided | Not provided | North Sumter County Utility Dependent District | Not provided | N/A | N/A | 28.882314 | -81.980146
4011 | SILV | Villages Center CDD | N/A | S039 | Village Center Service Area (VCSA) WWTP Anaerobic Denitrification | WWTP includes an Anoxic Basin for denitrification of NO3 which reduces NO3 discharge in the WWTP effluent. | WWTF Nutrient Reduction | Completed | 1991 | 2012 | N/A | N/A | Silver Springs Basin | N/A | Not provided | Not provided | Village Center CDD | Not provided | N/A | N/A | 28.925247 | -81.93845
4012 | SILV | Marion County Utilities | N/A | S038 | Silver Springs Shores WWTF Upgrade | Upgrading existing WWTP located in Silver Springs Shores, upgrading it to reclaimed quality effluent standards. Utility customers are already paying $5,031,738 for the treatment facility upgrades. | WWTF Upgrade | Completed | 2012 | 2015 | N/A | N/A | Silver Springs PFA | N/A | 5031738 | Not provided | Marion County Utilities | Not provided | N/A | Not provided | TBD | TBD
4013 | SILV | Marion County Utilities | DEP/ SJRWMD | S037 | Divert Wastewater Flows from Silver Springs Regional WWTF to Silver Springs Shores WWTF | Install 3-mile forcemain to reroute sewage from the Silver Springs Regional WWTP to the Silver Springs Shores WWTF. The route of the new force main will allow for other decentralized WWTPs in the vicinity of Silver Springs to connect in the future. | Wastewater Service Area Expansion | Completed | 2014 | 2015 | N/A | N/A | Silver Springs PFA | N/A | 1023113.91 | Not provided | Marion County Utilities Fund/ DEP TMDL Fund/ SJRWMD | Marion County Utilities Fund - $563,057/ DEP TMDL Fund - 463,057/ SJRWMD - $100,000 | S0628 | Not provided | TBD | TBD
4429 | LSJT | FDOT District 2 | COJ | FDOT-052 | Tributary Cleanup and Search for Illicit Connections | Promote community awareness of the waterbodies’ health, organize annual community Cleanups, and inspect for illicit connections. This will occur in 10 WBIDs over the next 5 years. | FIB- Trash Cleanup of Impaired Waterbody | Ongoing | 2018 | N/A | N/A | N/A | BMAP I Basinwide | N/A | Not provided | Not provided | Florida Legislature | Not provided | Not provided | Not provided | 30.3615976653 | -81.5820721716
4430 | LSJT | FDOT District 2 | COJ | FDOT-053 | Tributary Cleanup and Search for Illicit Connections | Promote community awareness of the waterbodies’ health, organize annual community Cleanups, and inspect for illicit connections. This will occur in 10 WBIDs over the next 5 years. | FIB- Trash Cleanup of Impaired Waterbody | Ongoing | 2018 | N/A | N/A | N/A | BMAP II Basinwide | N/A | Not provided | Not provided | Florida Legislature | Not provided | Not provided | Not provided | 30.3615976653 | -81.5820721716
4431 | LSJT | FDOT District 2 | COJ | FDOT-054 | Sample Analysis | Continue BMAP monitoring, with adjustments made as needed, and Follow-up on high results per TAT protocol. Add E. coli and enterococci, as appropriate. | FIB- Source Identification Activities | Ongoing | Not provided | N/A | N/A | N/A | BMAP I Basinwide | N/A | N/A | Not provided | Florida Legislature | Not provided | Not provided | Not provided | 30.3615976653 | -81.5820721716
4432 | LSJT | FDOT District 2 | COJ | FDOT-055 | Sample Analysis | Continue BMAP monitoring, with adjustments made as needed, and Follow-up on high results per the TAT protocol. Add E. coli and enterococci, as appropriate. | FIB- Source Identification Activities | Ongoing | Not provided | N/A | N/A | N/A | BMAP II Basinwide | N/A | N/A | Not provided | Florida Legislature | Not provided | Not provided | Not provided | 30.3615976653 | -81.5820721716
4433 | LSJT | FDOT District 2 | COJ | FDOT-056 | Pet/Animal Management Public Education | Pet and animal management PSAs. | FIB- Stormwater | Ongoing | Not provided | N/A | N/A | N/A | BMAP I Basinwide | N/A | Not provided | Not provided | Florida Legislature | Not provided | Not provided | Not provided | 30.3615976653 | -81.5820721716
4434 | LSJT | FDOT District 2 | COJ | FDOT-057 | Pet/Animal Management Public Education | Pet and animal management PSAs. | FIB- Stormwater | Ongoing | Not provided | N/A | N/A | N/A | BMAP II Basinwide | N/A | N/A | Not provided | Florida Legislature | Not provided | Not provided | Not provided | 30.3615976653 | -81.5820721716
4435 | LSJT | FDOT District 2 | COJ | FDOT-058 | Septic Tank Maintenance Public Education | Septic tank maintenance PSAs. | FIB- OSTDS | Ongoing | Not provided | N/A | N/A | N/A | BMAP I Basinwide | N/A | Not provided | Not provided | Florida Legislature | Not provided | Not provided | Not provided | 30.3615976653 | -81.5820721716
4436 | LSJT | FDOT District 2 | COJ | FDOT-059 | Septic Tank Maintenance Public Education | Septic tank maintenance PSAs. | FIB- OSTDS | Ongoing | Not provided | N/A | N/A | N/A | BMAP II Basinwide | N/A | Not provided | Not provided | Florida Legislature | Not provided | Not provided | Not provided | 30.3615976653 | -81.5820721716
4437 | LSJT | FDOT District 2 | N/A | FDOT-060 | Street Sweeping | Street sweeping. | FIB- Stormwater | Ongoing | Not provided | N/A | N/A | N/A | BMAP II Basinwide | N/A | Not provided | 37984 | Florida Legislature | Not provided | Not provided | Not provided | 30.3615976653 | -81.5820721716
4438 | LSJT | City of Jacksonville Beach | N/A | JB-068 | Sewer System Inspection and Rehabilitation | Lined approximately 3,500 LF of sanitary sewer main in Arden Way area. | FIB- Sanitary Sewer | Completed | Not provided | 2018 | N/A | N/A | Hopkins Creek | N/A | 100000 | N/A | Jacksonville Beach | Not provided | Not provided | Not provided | 30.3032995047139 | -81.4115311614906
4439 | LSJT | City of Jacksonville Beach | N/A | JB-069 | Sewer Manhole Inspection and Rehabilitation | Lined 20 sanitary sewer manholes in Arden Way area. | FIB- Sanitary Sewer | Completed | Not provided | 2018 | N/A | N/A | Hopkins Creek | N/A | 25000 | N/A | Jacksonville Beach | Not provided | Not provided | Not provided | 30.3032995047139 | -81.4115311614906
4440 | LSJT | City of Jacksonville Beach | N/A | JB-070 | Lift Station No.23 Rehabilitation | Rehab LS No.23 with new wet well, pumps & controls. | FIB- Sanitary Sewer | Underway | 2020 | 2021 | N/A | N/A | Hopkins Creek | N/A | 220000 | N/A | Jacksonville Beach | Not provided | Not provided | Not provided | 30.2990366613304 | -81.4040777484447
4441 | LSJT | City of Jacksonville Beach | N/A | JB-071 | Lift Station No. 2 Improvements | Upgrade LS No.2 with new wet well, pumps & controls. | FIB- Sanitary Sewer | Underway | 2020 | 2021 | N/A | N/A | Hopkins Creek | N/A | 2000000 | N/A | Jacksonville Beach | Not provided | Not provided | Not provided | 30.2942653461786 | -81.3944552594392
4442 | LSJT | Naval Station Mayport | N/A | NSM-022 | Replace 110’ Sewer Line | Replace 110 feet of 8" lateral sewage feeder line on Echo Wharf between the new manhole and the utility trench. | FIB- Sanitary Sewer | Completed | Not provided | 2017 | N/A | N/A | Sherman Creek | N/A | 110900 | N/A | NS Mayport | Not provided | Not provided | Not provided | Incompatible Point | Incompatible Point
4443 | LSJT | Naval Station Mayport | N/A | NSM-023 | Echo Wharf Sewer Line Replacement | Replace 780 LF of Sanitary Sewer Line at Echo Wharf. | FIB- Sanitary Sewer | Completed | Not provided | 2017 | N/A | N/A | Sherman Creek | N/A | 623298 | N/A | NS Mayport | Not provided | Not provided | Not provided | Incompatible Point | Incompatible Point
4444 | LSJT | Naval Station Mayport | N/A | NSM-024 | Replace 2 Lift Station Emergency Generators | Replace LS 286 and LS 1233 Emergency Generators. | FIB- Sanitary Sewer | Completed | Not provided | 2018 | N/A | N/A | Sherman Creek | N/A | 249226 | N/A | NS Mayport | Not provided | Not provided | Not provided | Incompatible Point | Incompatible Point
4445 | LSJT | Naval Station Mayport | N/A | NSM-025 | Replace Emergency Generator | Replace LS 1564 Emergency Generator. | FIB- Sanitary Sewer | Completed | Not provided | 2017 | N/A | N/A | Sherman Creek | N/A | 100900 | N/A | NS Mayport | Not provided | Not provided | Not provided | Incompatible Point | Incompatible Point
4630 | WEKR | City of Apopka | Not provided | A-19 | WWTP Expansion and Nutrient Removal | City is in the design stage of upgrading the existing treatment plant and expanding capacity to 8 mgd. | WWTF Nutrient Reduction | Completed | 2016 | 2019 | TBD | N/A | Inside Springshed | N/A | 63000000 | Not provided | Not provided | Not provided | Not provided | Not provided | 28.653551 | -81.503108
4631 | WEKR | City of Apopka | Not provided | A-20 | Harry Street Project | A drainage easement located off Harry Street in Apopka has become a dumping ground. We are removing all the garbage, debris, and litter. We are installing a new fence to protect the retention area. We are sodding the hill slope to prevent erosion. | BMP Cleanout | Completed | 2018 | 2018 | TBD | TBD | Inside Springshed | 0.5 | 26000 | Not provided | Stormwater Service Fees | $26,000 | N/A | Not provided | 28.703689 | -81.563466
4632 | WEKR | City of Apopka | Not provided | A-21 | MS4 Lake Sampling | Six lakes connected to major outfalls sampled monthly to set a baseline of yearly fluctuations in nutrients and parameters. Marshall Lake, monitored under TMDL program, is sampled quarterly to monitor nutrient loading and parameters. | Monitoring/Data Collection | Ongoing | 2017 | N/A | N/A | N/A | Inside Springshed | N/A | 6000 | TBD | Stormwater Service Fees | $6,000 | N/A | Not provided | 28.701533 | -81.532817
4633 | WEKR | City of Apopka | Not provided | A-22 | Fertilizer Reduction | The City has adopted the Orange County Ordinances. The City's grounds department only fertilizes twice a year instead of quarterly on all City owned and maintained (not recreational nor sports arena) landscapes. | Regulations, Ordinances, and Guidelines | Ongoing | 2017 | N/A | 3335.5431 | N/A | Inside Springshed | 8 | N/A | N/A | N/A | N/A | N/A | Not provided | 28.677083 | -81.508317
4658 | WEKR | FDOT District 5 | N/A | FDOT-15 | FM: 239496-3-52-01 | SR 423 (John Young Parkway) from SR 50 to Shader Rd. - Add lanes and reconstruct. | Wet Detention Pond | Underway | 2018 | 2021 | 14.2 | 4.5 | Inside Springshed | 66.04 | Not provided | Not provided | Florida Legislature | Not provided | N/A | Not provided | 28.59398 | -81.41799
4659 | WEKR | Management Strategies | TBD | GC-01 | Golf Course Reduction Credits | 10 % BMP credit on golf course load to groundwater, assuming 100 % BMP implementation by golf course owners. | Fertilizer Reduction | Planned | N/A | TBD | 7817 | N/A | Inside Springshed | 2412 | TBD | TBD | TBD | TBD | N/A | Not provided | N/A | N/A
4784 | WEKR | Seminole County | N/A | SC-20 | Wekiva Springs Rd. at Sweetwater Creek | Construct two interconnected sedimentation ponds to provide additional water quality treatment for two square miles of residential development; area served = two square miles. | On-line Retention BMPs | Completed | 2004 | 2005 | 25.3394 | 50.422 | Inside Springshed | 2 | 220000 | TBD | N/A | N/A | N/A | N/A | 28.705829 | -81.437457
4785 | WEKR | Seminole County | N/A | SC-21 | Wekiva Springs Rd. Hunt Club to Fox Valley | Provide water quality treatment to existing roadway through swales; area served = 7 acres. | Grass swales without swale blocks or raised culverts | Completed | 2008 | 2008 | 8.0418 | 9.3 | Inside Springshed | 7 | 1800000 | TBD | N/A | N/A | N/A | N/A | 28.705743 | -81.432649
4786 | WEKR | Seminole County | N/A | SC-22 | West Wekiva Tr. Treatment Pond | Construct wet detention pond and provide ecological restoration on drainage parcel north of West Wekiva Tr. prior to discharge into Wekiva River; area served = 220 acres. | Wet Detention Pond | Canceled | N/A | N/A | N/A | N/A | Inside Springshed | N/A | N/A | N/A | N/A | N/A | N/A | N/A | N/A | N/A
4563 | SAFE | Alachua County | City of Gainesville/ FDOT District 2 | AC-21 | Alachua County Water Quality Code Implementation | Alachua County Water Quality Code Implementation, includes public education, outreach, and enforcement. | Regulations, Ordinances, and Guidelines | Completed | 2018 | 2019 | N/A | N/A | Alachua County | N/A | 17400 | N/A | Alachua County/ City of Gainesville/ FDOT District 2/ SJRWMD | Not provided | N/A | Not provided | Not provided | Not provided
4564 | SAFE | Alachua County | N/A | AC-22 | Fertilizer and Landscape Irrigation Codes | Adopt and enforce Fertilizer Management and Landscape Irrigation Ordinances. Reduce volume of runoff from over irrigation and reduce nutrient loading from the use of fertilizers. | Regulations, Ordinances, and Guidelines | Completed | 2018 | 2019 | N/A | N/A | Alachua County | N/A | N/A | Not provided | Alachua County General Fund | Not provided | N/A | Not provided | Not provided | Not provided
4466 | OKEE | City of Kissimmee | DEP | KS-09 | Woodside Drainage Improvement | The project would reduce flooding and improve the water quality that goes into Shingle Creek basin. | Wet Detention Pond | Planned | 2021 | 2023 | TBD | TBD | Upper Kissimmee | TBD | TBD | TBD | DEP/ City of Kissimmee | TBD | TBD | N/A | 28.300822 | -81.435628
3957 | SILV | Marion County Growth Services | N/A | B005 | Marion County Community Redevelopment Area Program | Comprehensive Plan Future Land Use Element Objective 2.2 establishes limited density and specialized design standards for wetland areas slated for development. Articles 5 and 6 of Land Development Code lays out design and development criteria. | Regulations, Ordinances, and Guidelines | Completed | 2000 | 2000 | N/A | N/A | Rainbow Springs Basin/ Silver Springs Basin | N/A | Not provided | N/A | Not provided | Not provided | N/A | Not provided | TBD | TBD
3958 | SILV | City of Ocala | DEP/ FDOT/ City of Ocala | S087 | Silver Springs Protection/ Stormwater Nutrient Reduction Project (Cameo Pond) | Addresses surface water discharge. Silver Springs Protection/Stormwater Nutrient Reduction Project. | Wet Detention Pond | Completed | 2015 | 2019 | TBD | TBD | Silver Springs PFA | 91 | 3000000 | 10000 | TMDL/ FDOT/ City of Ocala Stormwater Utility Fees | $706,321 | S0870 | Not provided | TBD | TBD
3959 | SILV | Villages Center CDD | North Sumter County Utility Dependent District | S076 | Stormwater Management – Amenity Bill Inserts | Amenity bill inserts to address what residents can do to reduce impacts to stormwater. | Education Efforts | Ongoing | 2010 | N/A | N/A | N/A | Silver Springs Basin | N/A | Not provided | 2600 | Village Center CDD/ North Sumter County Utility Dependent District | Not provided | N/A | N/A | Not provided | Not provided
3960 | SILV | Town of Lady Lake | N/A | S102 | Lady Lake Landscape Requirements | County codes and ordinances require FFL principles to be applied in the design and of landscapes and irrigation systems. Fertilizer application restrictions require 30 % or more slow release nitrogen and restrict frequency to "as needed." | Regulations, Ordinances, and Guidelines | Ongoing | 2012 | N/A | N/A | N/A | Silver Springs Basin | N/A | Not provided | Not provided | Town of Lady Lake | Not provided | N/A | Not provided | TBD | TBD
3961 | SILV | Lake County Growth Management | N/A | S101 | Lake County Irrigation Ordinance | Irrigation Ordinance 2009-17 implements SJRWMD watering requirements and encourages water efficient landscape design: codified into LDR. | Regulations, Ordinances, and Guidelines | Ongoing | 2009 | N/A | N/A | N/A | Silver Springs Basin | N/A | Not provided | Not provided | Lake County | Not provided | N/A | Not provided | TBD | TBD
3962 | SILV | Lake County Growth Management | N/A | S100 | Lake County Landscaping Ordinance | Landscaping Ordinance 2009-062 implements Water Wise and FFL, tree protection and buffer requirements: codified into land development regulations (LDR). | Regulations, Ordinances, and Guidelines | Ongoing | 2009 | N/A | N/A | N/A | Silver Springs Basin | N/A | Not provided | Not provided | Lake County | Not provided | N/A | Not provided | TBD | TBD
3963 | SILV | Marion County Parks | N/A | S099 | Aquifer-Friendly Fertilization Program for Sports Facilities | Creation and use of specific fertilizer formulas on the playing fields at the various sports complexes that the Marion County Parks Department manages to reduces pollutant loading while maintaining the health and safety of the fields. | Fertilizer Reduction | Planned | TBD | TBD | Not provided | N/A | Silver Springs Basin | N/A | Not provided | Not provided | Marion County General Fund | Not provided | N/A | Not provided | TBD | TBD
3964 | SILV | Marion County Utilities | SJRWMD/ Florida Legislature | S098 | Silver Springs Shores Reuse to Spruce Creek Golf and Country Club | Install reclaim pumps, control valves, metering stations and about 21,600 ft of 16" RCWM from the Silver Springs Shores WWTF to the Spruce Creek Golf and Country Club golf course located about 13 miles from the Silver Springs. | WWTF Diversion to Reuse | Completed | 2014 | 2016 | N/A | N/A | Silver Springs Basin | N/A | 3192000 | Not provided | SJRWMD/ Florida Legislature | SJRWMD - $1,596,000/ Legislative Funding - $1,275,620 | N/A | Not provided | TBD | TBD
3987 | SILV | City of Ocala | N/A | S115 | Miscellaneous Water and Sewer | Miscellaneous extension of existing water, sewer, and reuse facilities to provide services. | Wastewater Service Area Expansion | Underway | 2015 | 2023 | N/A | N/A | Rainbow Springs Basin/ Silver Springs PFA | N/A | 500000 | Not provided | City of Ocala | Not provided | N/A | Not provided | TBD | TBD
3988 | SILV | Marion County | DEP/ FDOH/ Local Utilities/ SJRWMD/ SWFWMD/ Other Interested Parties | S112 | OSTDS 9-1-1 Strategy | Develop a strategy for addressing OSTDS and other wastewater management issues. Goal is to enhance communication and coordination among utilities and agencies. | Study | Completed | 2015 | 2018 | N/A | N/A | Silver Springs Basin | N/A | Not provided | N/A | Not provided | Not provided | Not provided | Not provided | TBD | TBD
3989 | SILV | Marion County Parks | N/A | S113 | Silver Springs Sandhill Acquisition | Preserved 465 acres of high recharge sandhills within a mile of Silver Springs. The project is located just south of Indian Lake State Forest and east of the Cohadjoe Park (county). Property is managed by Marion County Parks and Recreation. | Land Acquisition | Completed | 2016 | 2017 | N/A | N/A | Silver Springs PFA | 470 | 4432979 | N/A | Florida Forever/ Marion County | Not provided | N/A | Not provided | TBD | TBD
3990 | SILV | City of Ocala | DEP/ SJRWMD | S035 | Citywide Septic Tank and Well Elimination Program | This project includes the connection of OSTDS within the City of Ocala at no cost to the homeowners Elimination of the OSTDS in this project is estimated to provide a reduction in nitrogen loading to the Silver Springs basin. | OSTDS Phase Out | Completed | 2015 | 2018 | 4612 | N/A | Silver Springs PFA | N/A | 10500000 | N/A | City of Ocala/ DEP/ SJRWMD/ Florida Legislature | DEP – $5,000,000/ SJRWMD – 5,000,000/ Florida Legislature – 500,000 | Not provided | Not provided | TBD | TBD
4014 | SILV | City of Ocala | N/A | S036 | Package Plant Abatement | Connection of White Oak Mobile Home Park (MHP), Magnolia Gardens, and 301 Plaza to central sewer. | Decommission/ Abandonment | Completed | 2015 | 2016 | N/A | N/A | Silver Springs PFA | N/A | Not provided | Not provided | Not provided | Not provided | Not provided | Not provided | TBD | TBD
4015 | SILV | ACEPD | City of Gainesville/ FDOT District 2 | S074 | Landscaping Behavior Change Social Marketing | Implement social marketing campaign designed to get citizens to make landscaping behavior changes that reduce nutrients in stormwater. Reduces nutrients sources in all watersheds. | Education Efforts | Underway | 2013 | TBD | N/A | N/A | Silver Springs Basin | N/A | Not provided | 25000 | Gainesville Clean Water Partnership Cost-Share | Not provided | N/A | Not provided | Not provided | Not provided
4016 | SILV | SJRWMD | DEP/ Marion County | S114 | Silver Springs Forest | Project acquired 4,900 acres of managed forest land east of Indian Lake State Forest and west of CR 315. The tract is part of the Heather Island Florida Forever Project and US Forest Service Forest Legacy Project: Silver Springs Watershed (Phase 1). | Land Acquisition | Completed | 2016 | 2016 | N/A | N/A | Silver Springs Basin | 4900 | 11617000 | N/A | DEP/ SJRWMD/ Marion County | DEP - $2,000,000/ SJRWMD - $8,700,000/ Marion County - $917,000 | Not provided | Not provided | TBD | TBD
4017 | SILV | Villages Center CDD | CSU | S046 | CSU WWTP Reuse | Public access reuse system provides reclaimed water for irrigation of golf courses. | WWTF Diversion to Reuse | Completed | 2012 | 2013 | N/A | N/A | Silver Springs Basin | N/A | Not provided | Not provided | CSU | Not provided | N/A | N/A | 28.882222 | -81.980278
4018 | SILV | SJRWMD | USGS | S068 | SJRWMD Water Resource Information and Data Collection | SJRWMD has core monitoring consist of discharge monitoring, surface and ground water levels, surface and ground water quality, and biological monitoring. | Monitoring/Data Collection | Ongoing | 2000 | N/A | N/A | N/A | Silver Springs Basin | N/A | N/A | Not provided | SJRWMD | Not provided | N/A | Not provided | TBD | TBD
4019 | SILV | ACEPD | City of Gainesville/ FDOT District 2 | S073 | Quantifying Nutrient Improvement in Street Sweeping | Monitor and assess street sweepings to quantify nutrient reductions and subsequent potential water quality improvements. | Study | Completed | 2013 | 2016 | N/A | N/A | Silver Springs Basin | N/A | 38940 | Not provided | Gainesville Clean Water Partnership Cost-Share | Not provided | N/A | Not provided | Not provided | Not provided
4020 | SILV | ACEPD | City of Gainesville/ FDOT District 2 | S072 | Water Conservation and LID | Conduct targeted public outreach to encourage water conservation and rain harvesting. Includes rain barrel sales and LID promotion. | Education Efforts | Ongoing | 2009 | N/A | N/A | N/A | Silver Springs Basin | N/A | Not provided | Not provided | Gainesville Clean Water Partnership Cost-Share | Not provided | N/A | Not provided | Not provided | Not provided
4021 | SILV | Villages Center CDD | N/A | S040 | Little Sumter Service (LSSA) WWTP Anaerobic Denitrification | WWTP includes an Anoxic Basin for denitrification of NO3 which reduces NO3 discharge in the WWTP effluent. | WWTF Nutrient Reduction | Completed | 1997 | 2012 | N/A | N/A | Silver Springs Basin | N/A | Not provided | Not provided | Village Center CDD | Not provided | N/A | N/A | 28.953934 | -81.984057
4313 | JABL | NWFWMD | DEP | NWF-03 | Lakeshore Farms II, LLC | Fee simple or less-than-fee acquisition and protection of 598 agricultural acres in the Jackson Blue groundwater contributing area. | Land Acquisition | Canceled | N/A | N/A | N/A | N/A | Jackson County | N/A | N/A | N/A | N/A | N/A | N/A | Not provided | N/A | N/A
4314 | JABL | NWFWMD | DEP | NWF-04 | Land Acquisition | Fee simple and less-than-fee acquisition and protection of lands in the Chipola and Jackson Blue groundwater contribution area. | Land Acquisition | Underway | 2017 | 2023 | N/A | N/A | Jackson County | TBD | TBD | TBD | DEP | TBD | LPS0041 | 20-039 | 30.8174997 | -85.1249285
4315 | JABL | NWFWMD | EPA/ Agricultural Producers | NWF-05 | Sod-Based Crop Rotation Grant Program | Grants to nine producers to rotate sod in existing crop fields to improve water quality and reduce water use demands around Jackson Blue Spring. Estimated load reduction to land surface is 33,022 lb/yr TN. | Agricultural BMPs | Underway | 2017 | 2022 | 5944 | N/A | Jackson County | 777 | 786740.67 | N/A | EPA/ DEP/ Producers/ NWFWMD | EPA/ DEP - $240,377/ NWFWMD - $590,056/ Producers - $196,685 | NF021 | 17-060 | 30.85109 | -85.097263
4316 | JABL | NWFWMD | DEP | NWF-07 | Claiborne Aquifer Water Supply | Testing of the Claiborne aquifer in Jackson Blue Spring contributing area to determine viability as alternative water source to offset demand on Floridan aquifer. | Study | Completed | 2015 | 2018 | N/A | N/A | Malone | N/A | 354121.48 | N/A | DEP | $354,121 | S0809 | Not provided | 30.996920 | -85.166229
4317 | JABL | NWFWMD | UF-IFAS | NWF-09 | Sod-Based Crop Rotation Education | Annual contract to provide technical assistance and outreach on sod-based crop rotation in NWFWMD, largely in Jackson County. | Agricultural BMPs | Underway | 2004 | TBD | N/A | N/A | Jackson County | N/A | 734728 | N/A | NWFWMD | $734,728 | N/A | 21-009 | 30.85109 | -85.097263
4318 | JABL | NWFWMD | Agricultural Producers | NWF-10 | BMPs | BMPs implemented as part of the District's FY 2013/2014 funding cycle. Canceled in 2019 report as this project overlapped NWF-01. | Agricultural BMPs | Canceled | 2013 | 2014 | 5400 | N/A | Jackson County | Not provided | Not provided | Not provided | NWFWMD | Not provided | N/A | N/A | N/A | N/A
4319 | JABL | UF-IFAS | DEP/ NWFWMD | IFAS-01 | Sod-Based Crop Rotation Pilot Project | Demonstration project for up to four sod farms to improve water quality and quantity over a four-year period. | Agricultural BMPs | Underway | 2014 | 2018 | TBD | N/A | Jackson County | TBD | 806032 | N/A | DEP/ NWFWMD/ Agricultural Producers | DEP - $480,032/ NWFWMD - $256,000/ Agricultural Producers - $70,000 | Not provided | Not provided | Not provided | Not provided
4320 | JABL | Town of Malone | DEP/ NWFWMD | TM-01 | Malone High School Sanitary Sewer Connection Project | Connect Malone High School to the Malone WWTP, abandoning 10 septic systems. | OSTDS Phase Out | Completed | 2017 | 2019 | 90 | N/A | Jackson County | N/A | 432077 | N/A | DEP | $432,077 | LP0110D | Not provided | Not provided | Not provided
4321 | JABL | Jackson County | N/A | JC-06 | Education | Landscape ordinance; implementation of FYN Program. | Education Efforts | Ongoing | 2013 | N/A | 120 | N/A | Jackson County | N/A | N/A | N/A | N/A | N/A | N/A | Not provided | Not provided | Not provided
4322 | ALAF | Hillsborough County | N/A | HC-0003 | CORE - Cooking Oil Educational Outreach | Cooking oil recycling and outreach including collection, drop-off cabinets, and educational programming. | FIB- Sanitary Sewer | Ongoing | Not provided | N/A | N/A | N/A | Alafia River Basin | N/A | Not provided | Not provided | Not provided | Not provided | N/A | Not provided | Not provided | Not provided
4698 | WEKR | Town of Oakland | Town of Oakland | OAK-06 | Oakland Sewer Master Plan | Creation of centralized wastewater system to enable "Zero Growth" of septic systems, and to allow for conversions of existing septic systems. | Wastewater Service Area Expansion | Completed | Not provided | 2016 | N/A | N/A | Inside Springshed | N/A | Not provided | Not provided | Not provided | Not provided | N/A | Not provided | Not provided | Not provided
4699 | WEKR | Town of Oakland | DEP | OAK-07 | Oakland Sanitary Sewer - Phase 1A | Construction of regional sewage lift station and forcemain that conveys sewage to Clermont for treatment. | Wastewater Service Area Expansion | Completed | Not provided | 2017 | N/A | N/A | Inside Springshed | Not provided | 700000 | TBD | DEP | $250,000 | LP4803I | Not provided | Not provided | Not provided
4700 | WEKR | Town of Oakland | DEP | OAK-08 | Oakland Sanitary Sewer - Phase 1B & 1C | Expansion of wastewater system to eliminate existing septic systems and allow new growth without septic. | Wastewater Service Area Expansion | Completed | Not provided | 2018 | N/A | N/A | Inside Springshed | Not provided | 1385000 | TBD | DEP | $1,000,000 | LP4803J | Not provided | Not provided | Not provided
4701 | WEKR | Town of Oakland | Town of Oakland | OAK-09 | Nature Preserve Expansion | Acquisition of approximately 35 acres of wetlands and approximately 2 acres of upland along the south shore of Lake Apopka. | Land Acquisition | Completed | Not provided | 2018 | N/A | N/A | Inside Springshed | 37 | N/A | N/A | N/A | N/A | N/A | Not provided | Not provided | Not provided
4702 | WEKR | Town of Oakland | DEP | OAK-10 | Oakland Sewer Expansions - 2017 | Installation of centralized sewer in existing industrial area (Industrial Extension) and improvements to serve areas east of SR 50 & Turnpike interchange. | Wastewater Service Area Expansion | Completed | Not provided | 2020 | N/A | N/A | Inside Springshed | Not provided | 1385000 | TBD | DEP | $1,000,000 | LP4803L | Not provided | Not provided | Not provided
4703 | WEKR | Town of Oakland | Pulte Homes | OAK-11 | Turnpike force main & Longleaf at Oakland Development | Construction of sanitary sewer forcemain under SR 50 and Florida Turnpike interchange, and sewer network to serve future expansions. | Wastewater Service Area Expansion | Completed | Not provided | 2018 | N/A | N/A | Inside Springshed | Not provided | 5490000 | TBD | Town of Oakland | $5,000,000 | N/A | Not provided | Not provided | Not provided
4704 | WEKR | Town of Oakland | Pulte Homes | OAK-12 | Construction of LS #4 and service area. | Construction of regional sewage lift station and associated gravity sewer to serve 184 residential units, and to provide for future septic system abandonments. | Wastewater Service Area Expansion | Completed | Not provided | 2019 | N/A | N/A | Inside Springshed | Not provided | 435000 | TBD | Developer | $430,000 | N/A | Not provided | Not provided | Not provided
4705 | WEKR | Town of Oakland | Orange County | OAK-13 | Education and Ordinances | Ordinances for fertilizer, pet waste, landscape, and irrigation. Public education including FYN and PSAs, websites, and brochures. Full suite of public education and ordinances covered under Orange County. | Regulations, Ordinances, and Guidelines | Ongoing | Not provided | N/A | 99.8163 | N/A | Inside Springshed | Not provided | Not provided | Not provided | Not provided | Not provided | N/A | Not provided | Not provided | Not provided
4706 | WEKR | Orange County | Not provided | OC-01 | Elba Way | Erosion protection of Little Wekiva River; install gabions, grade control structures, river reshaping. | Shoreline Stabilization | Completed | 2009 | 2009 | 23.5186 | 35.3 | Inside Springshed | N/A | 1000000 | Not provided | Not provided | Not provided | Not provided | N/A | 28.637278 | -81.421674
4842 | CALO | City of Clewiston | N/A | CW-02 | Clewiston Street Sweeping | 215 miles swept. | Street Sweeping | Ongoing | N/A | N/A | 74.0968 | 45.3053 | East Caloosahatchee | N/A | N/A | N/A | City General Fund | N/A | N/A | N/A | 26.749203 | -80.934823
4843 | CALO | City of Clewiston | N/A | CW-03 | Clewiston Inlet Maintenance | 40 inlets cleaned. | Catch Basin Inserts/Inlet Filter Cleanout | Ongoing | N/A | N/A | 10.4607 | 6.7119 | East Caloosahatchee | N/A | N/A | N/A | City General Fund | N/A | N/A | N/A | 26.749203 | -80.934823
4844 | CALO | FDACS | Agricultural Producers | FDACS-02 | BMP Implementation and Verification | Enrollment and verification of BMPs by agricultural producers. Attenuated reductions based on HSPF model. Acres treated based on FDACS OAWP December 2020 Enrollment and FSAID VII. | Agricultural BMPs | Ongoing | N/A | N/A | 178228 | 10123 | West Caloosahatchee | 149388.4238 | N/A | N/A | FDACS | TBD | N/A | N/A | Not provided | Not provided
4845 | CALO | FDACS | Agricultural Producers | FDACS-03 | BMP Implementation and Verification | Enrollment and verification of BMPs by agricultural producers. Attenuated reductions based on HSPF model. Acres treated based on FDACS OAWP December 2020 Enrollment and FSAID VII. | Agricultural BMPs | Ongoing | N/A | N/A | 119099 | 5298 | East Caloosahatchee | 180103.9941 | N/A | N/A | FDACS | TBD | N/A | N/A | Not provided | Not provided
4846 | CALO | FDACS | Agricultural Producers | FDACS-04 | Cost-Share BMP Projects | Cost-share projects paid for by FDACS. Acres treated based on FDACS OAWP June 2020 Enrollment. Reductions estimated by DEP using 2020 BMAP LET. | Agricultural BMPs | Ongoing | Not provided | N/A | 20202.7173 | 1254.9083 | Tidal Caloosahatchee | 7107 | TBD | TBD | TBD | TBD | N/A | N/A | Not provided | Not provided
4847 | CALO | FDACS | Agricultural Producers | FDACS-05 | Cost-Share BMP Projects | Cost-share projects paid for by FDACS. Acres treated based on FDACS OAWP June 2020 Enrollment. Reductions estimated by DEP using 2020 BMAP LET. | Agricultural BMPs | Ongoing | Not provided | N/A | 26873.4088 | 1556.1792 | West Caloosahatchee | 19341 | TBD | TBD | TBD | TBD | N/A | N/A | Not provided | Not provided
4848 | CALO | FDACS | Agricultural Producers | FDACS-06 | Cost-Share BMP Projects | Cost-share projects paid for by FDACS. Acres treated based on FDACS OAWP June 2020 Enrollment. Reductions estimated by DEP using 2020 BMAP LET. | Agricultural BMPs | Ongoing | Not provided | N/A | 18469.9332 | 1069.4887 | East Caloosahatchee | 26005 | TBD | TBD | TBD | TBD | N/A | N/A | Not provided | Not provided
4849 | CALO | FDOT District 1 | N/A | FDOT-28 | SR 82 from Shawnee Rd to Alabama Road | Funding Partnership with LAMSID (fka ECWCD) for Moving Water South PH II, Hendry Canal Widening. | Regional Stormwater Treatment | Underway | 2018 | 2020 | N/A | N/A | Tidal Caloosahatchee | Not provided | Not provided | Not provided | FDOT/ LA-MSID | Not provided | N/A | N/A | 26.56417492 | -81.67332949
4850 | CALO | FDOT District 1 | N/A | FDOT-29 | SR 80 from Dalton Lane to CR 833 (408286-5 &-6) | Widening project provided extra nutrient removal in treatment ponds. | Wet Detention Pond | Completed | 2017 | 2020 | TBD | TBD | West Caloosahatchee | Not provided | Not provided | Not provided | FDOT | Not provided | N/A | Not provided | 26.7684705 | -81.30636
5265 | JESU | City of Longwood | N/A | L-16 | Citywide Stormwater Master Plan | Citywide study to identify all new stormwater facilities and locations where stormwater improvements are necessary, including water quality projects. | Study | Completed | 2019 | 2020 | N/A | N/A | N/A | N/A | 225480 | N/A | City of Longwood | $225,480 | N/A | N/A | 28.701158 | -81.347117
5266 | JESU | City of Longwood | N/A | L-17 | Florida Central Parkway Improvements | Swales were regraded, an outfall and a control structure were added to the reuse pond. | Grass swales without swale blocks or raised culverts | Completed | 2018 | 2018 | TBD | TBD | N/A | 2.3 | 1522805 | 8000 | FDOT/ City of Longwood | $1,006,028 | N/A | N/A | 28.693716 | -81.353038
5267 | JESU | City of Longwood | Private Pond Owners | L-18 | Stormwater Pond Restoration Program | Restoration of wet detention ponds that were not previously maintained (to date 8 ponds have been restored to design levels). | Stormwater System Rehabilitation | Completed | 2018 | 2020 | N/A | N/A | N/A | N/A | 3000 | 3000 | Private Pond Owners | Not provided | N/A | N/A | 28.701158 | -81.347117
5268 | JESU | City of Longwood | N/A | L-19 | Fertilizer Ordinance Implementation | The City of Longwood adopted Seminole County's Fertilizer Ordinance. | Regulations, Ordinances, and Guidelines | Ongoing | 2017 | N/A | N/A | N/A | N/A | N/A | 3000 | 1500 | City of Longwood | $3,000 | N/A | N/A | 28.701158 | -81.347117
5269 | JESU | City of Longwood | N/A | L-20 | Citywide Sanitary Sewer Inspection Program | CCTV inspections, cleaning, smoke testing, inspections. | Sanitary Sewer Inspections | Ongoing | Prior to 2013 | N/A | N/A | N/A | N/A | N/A | 30000 | 30000 | City of Longwood | $30,000 | N/A | N/A | 28.701158 | -81.347117
5270 | JESU | City of Longwood | FDOT | L-21 | West Warren Avenue Streets and Drainage Study | Study to identify stormwater elements in need of retrofit activities. | Study | Underway | 2020 | 2022 | N/A | N/A | N/A | 15.1515 | 550000 | N/A | FDOT/ City of Longwood | $300,000 | Not provided | N/A | 28.699 | -81.356
5271 | JESU | City of Longwood | N/A | L-22 | SR 434 Landscape and Water Quality Improvements | Conversion of grassed medians into tree islands to reduce erosion contributing to stormwater system. | Stormwater System Rehabilitation | Completed | 2018 | 2018 | N/A | N/A | N/A | 1.4 | 215000 | 29040 | 2nd Generation Sales Tax | $215,000 | N/A | N/A | 28.697951 | -81.355777
5272 | JESU | City of Longwood | FDOT | L-23 | Highway U.S. 17/92 Landscape and Water Quality Improvements | Conversion of grassed medians into tree islands to reduce erosion contributing to stormwater system. | Stormwater System Rehabilitation | Planned | 2021 | 2022 | N/A | N/A | N/A | 2.0576 | 491002 | 30000 | FDOT Landscape Grant/ City of Longwood 3rd Generation Sales Tax | $316,002 | N/A | N/A | 28.693 | -81.328
5273 | JESU | City of Maitland | N/A | M-22 | BMP Cleanout | Cleaning out of baffle boxes and CDS units. | BMP Cleanout | Ongoing | 2005 | N/A | 13 | 7 | N/A | 19.62 | 40000 | 40000 | City of Maitland | $40,000 | N/A | Not provided | 28.624381 | -81.373533
5274 | JESU | City of Maitland | N/A | M-23 | Wetland Restoration: Tuscarora Trail and Temple Trail | Remove invasive vegetation to restore wetland system. | Exotic Vegetation Removal | Completed | 2019 | 2020 | N/A | N/A | N/A | 2.9 | 25000 | 25000 | City of Maitland | $25,000 | N/A | Not provided | 28.6325 | -81.3369444444444
5275 | JESU | City of Maitland | N/A | M-24 | Wetland Restoration: Community Park | Remove invasive vegetation to restore wetland system. | Exotic Vegetation Removal | Completed | 2019 | 2020 | N/A | N/A | N/A | 24.2 | 25000 | 25000 | City of Maitland | $25,000 | N/A | Not provided | 28.6383333333333 | -81.3488888888889
5276 | JESU | City of Maitland | N/A | M-25 | Lake Lily Bio-Retention | Provide bio-retention at Lake Lily to further treat stormwater flowing into the lake and to also serve as a public educational component on bio-retention. | Bioswales | Canceled | N/A | N/A | N/A | N/A | N/A | N/A | N/A | N/A | N/A | N/A | N/A | N/A | 28.6216666666667 | -81.3655555555555
5277 | JESU | City of Maitland | N/A | M-26 | Lake Avenue Bio-Retention Water Quality Project | Assessment and, if feasible, design of a bio-retention project. | Bioswales | Canceled | N/A | N/A | N/A | N/A | N/A | N/A | N/A | N/A | N/A | N/A | N/A | N/A | 28.6177777777778 | -81.3708333333333
5278 | JESU | City of Maitland | N/A | M-27 | Lake Gem Alum Surface Treatment | Alum surface treatment to eliminate nutrient recycling within the lake. | In Waterbody - Alum Injection System | Completed | 2019 | 2020 | 155 | 27 | N/A | 8.23 | 262100 | 10000 | City of Maitland | $200,000 | N/A | Not provided | 28.6158333333333 | -81.3711111111111
5279 | JESU | City of Maitland | N/A | M-28 | Lake Sybelia Nutrient Improvement Project | CDS unit to be located at intersection of North Lake Sybelia and Maitland Grove. | Hydrodynamic Separators | Canceled | N/A | N/A | N/A | N/A | N/A | N/A | N/A | N/A | N/A | N/A | N/A | N/A | 28.6272222222222 | -81.3708333333333
5280 | JESU | City of Maitland | N/A | M-29 | Citywide Sanitary Sewer Inspection Program | CCTV inspections, cleaning, smoke testing, inspections. | Sanitary Sewer Inspections | Ongoing | 1995 | N/A | N/A | N/A | N/A | 2898 | 30000 | 30000 | City of Maitland | $30,000 | N/A | Not provided | Not provided | Not provided
5281 | JESU | City of Maitland | N/A | M-30 | Stormwater and Lakes Management Plan (SLMP) | Study to identify stormwater management improvement projects and water quality projects throughout the City. | Study | Underway | 2019 | TBD | N/A | N/A | N/A | 2898 | 45000 | N/A | City of Maitland | $45,000 | N/A | Not provided | Not provided | Not provided
5282 | JESU | City of Maitland | N/A | M-31 | Mayo Avenue Septic to Sewer System Transition | Phase out of 40 OSTDS systems and expansion of WWTF service area to convert systems to central sewer. | OSTDS Phase Out | Planned | 2025 | 2021 | 28 | N/A | N/A | 25.6 | 895000 | 8000 | City of Maitland | $895,000 | N/A | Not provided | 28.6383333333333 | -81.3533333333333
5283 | JESU | City of Maitland | N/A | M-32 | Sewer System Master Plan Update | Study to identify sewer system improvement projects throughout the City. | Study | Underway | 2020 | 2021 | N/A | N/A | Citywide | 2898 | 70000 | N/A | City of Maitland | $70,000 | N/A | Not provided | 28.6330555555556 | -81.3319444444444
4022 | SILV | City of Ocala | N/A | S055 | Collection System Maintenance Program | TV inspection on entire collection system. Slip lining 175,000 ft. of clay pipe is complete and 40,000 feet/year scheduled through 2020. Approx. 3 lift stations are upgraded per year. System and plants are SCADA controlled and flows can be rerouted. | Sanitary Sewer and Wastewater Treatment Facility (WWTF) Maintenance | Completed | 2000 | 2020 | N/A | N/A | Rainbow Springs Basin/ Silver Springs PFA | N/A | Not provided | Not provided | Not provided | Not provided | N/A | Not provided | TBD | TBD
4023 | SILV | ACEPD | City of Gainesville/ FDOT District 2 | S071 | Landscape Debris Social Marketing | Implement social marketing campaign designed to get citizens to keep landscaping debris out of the roads and stormwater collection systems to reduces bacteria and nutrient sources in all watersheds. | Education Efforts | Ongoing | 2009 | N/A | N/A | N/A | Silver Springs Basin | N/A | Not provided | Not provided | Gainesville Clean Water Partnership Cost-Share | Not provided | N/A | Not provided | Not provided | Not provided
4024 | SILV | ACEPD | City of Gainesville/ FDOT District 2 | S070 | Pet Waste Outreach | Implement social marketing campaign to motivate citizens to scoop, bag, and trash dog wastes at home and in the community. Benefits: Reduces bacteria and nutrient sources in all watersheds. | Education Efforts | Ongoing | 2009 | N/A | N/A | N/A | Silver Springs Basin | N/A | 40655 | Not provided | Gainesville Clean Water Partnership Cost-Share | Not provided | N/A | Not provided | Not provided | Not provided
4025 | SILV | ACEPD | City of Gainesville/ FDOT District 2 | S069 | Water Quality Protection BMP Training | Alachua County. Training and education for contractors, government, and citizens in sedimentation and erosion control to improve stormwater quality. | Education Efforts | Ongoing | 2007 | N/A | N/A | N/A | Silver Springs Basin | N/A | N/A | 2000 | Gainesville Clean Water Partnership Cost-Share | Not provided | N/A | Not provided | Not provided | Not provided
4026 | SILV | SJRWMD | UF | S067 | SJRWMD Springs Protection Initiative Science (SPIS) | The SJRWMD SPIS was a strategic agency priority comprised of projects, science and management. SJRWMD partnered with the UF on the Collaborative Research Initiative on Sustainability and Protection of Springs (CRISPS), completed in 2018. | Study | Completed | 2013 | 2018 | N/A | N/A | Silver Springs Basin | N/A | Not provided | N/A | SJRWMD | Not provided | N/A | Not provided | TBD | TBD
4027 | SILV | DEP | USGS | S066 | Groundwater – Surface Water Interaction Study Lake Lochloosa Area, Alachua and Marion Counties | Study of ground water pathways for nutrients to enter Lochloosa and Orange Lakes. Field investigation determined levels of TP and TN in different aquifers land use categories. Radon studies estimated ground water seepage into Lochloosa Lake. | Study | Completed | 2007 | 2007 | N/A | N/A | Silver Springs Basin | N/A | 64000 | N/A | USGS | Not provided | N/A | Not provided | TBD | TBD
4028 | SILV | Town of Lady Lake | N/A | S065 | Lady Lake Street Sweeping | Townwide street sweeping to remove debris. The benchmark frequency is quarterly or as needed. Removal of debris and potential pollutants prevents entry into lakes. The performance benchmark shall be 250 cubic yards of material removed annually. | Street Sweeping | Ongoing | 2000 | N/A | 2 | 8 | Silver Springs Basin | N/A | N/A | 25000 | Town of Lady Lake | Not provided | N/A | Not provided | TBD | TBD
4029 | SILV | Villages Center CDD | North Sumter County Utility Dependent District/ CSU | S058 | Sanitary Sewer Cleaning | Cleaning of 10 % of collection system per year. | Sanitary Sewer and Wastewater Treatment Facility (WWTF) Maintenance | Ongoing | 2013 | N/A | N/A | N/A | Silver Springs Basin | N/A | N/A | Not provided | Village Center CDD/ North Sumter County Utility Dependent District/ CSU | Not provided | N/A | N/A | TBD | TBD
4043 | WEKR | City of Orlando | Not provided | ORL-13 | Little Wekiva River – Preliminary Engineering Evaluation Lake Lawne, Center of Commerce, and Lake Orlando Sites | Nutrient reduction projects in Little Wekiva River watershed, using suggested drainage improvements from CDM report. | Study | Completed | Not provided | 2008 | N/A | N/A | Outside Springshed | N/A | 49900 | N/A | City of Orlando/ Streets and Stormwater Division | Not provided | N/A | Not provided | Not provided | Not provided
4044 | WEKR | City of Orlando | Not provided | ORL-14 | Arthur Ave. Sewer Line | Install approximately 1,200 feet of gravity lines in area with septic tanks to reduce nutrient seepage into ground water table. | Wastewater Service Area Expansion | Completed | Not provided | Prior to 2015 | N/A | N/A | Outside Springshed | N/A | 53977 | Not provided | City of Orlando/ Water Reclamation Division | Not provided | Not provided | Not provided | Not provided | Not provided
4063 | WEKR | City of Orlando | Not provided | ORL-25 | Sanitary System Inspections | Conduct proactive inspections and perform routine maintenance on lift stations and sanitary lines. | Sanitary Sewer and Wastewater Treatment Facility (WWTF) Maintenance | Ongoing | Not provided | N/A | Not provided | Not provided | Outside Springshed | N/A | Not provided | Not provided | City of Orlando/ Water Reclamation Division | Not provided | Not provided | Not provided | Not provided | Not provided
4064 | WEKR | Seminole County | Spring Lake MSBU | SC-38 | Spring Lake Alum Treatment | In lake alum treatment. | In Waterbody - Alum Injection System | Completed | 2018 | 2020 | N/A | 258 | Outside Springshed | 85 | 120000 | N/A | Spring Lake MSBU | $90,000 | N/A | N/A | 28.650249 | -81.395716
4065 | WEKR | City of Mount Dora | LCWA/ DEP | MD-15 | 7th Avenue Stormwater | Install concrete storm pipe as follows: 753 feet of 36", 466 feet of 30", 1,431 feet of 24", 425 feet of 18" and a stormwater treatment System. | Stormwater Treatment Areas (STAs) | Completed | Prior to 2015 | 2015 | 125 | 20 | Outside Springshed | 34 | 1500000 | Not provided | DEP/ LCWA/ City | $1,470,651 | S0649 | Not provided | 28.802340 | -81.643688
4066 | WEKR | Orange County | Not provided | OC-17 | Riverside Pond | Expand size of 0.8-acre existing treatment pond to 1.6 acres and add aeration to address DO impairment. | Stormwater System Upgrade | Completed | 2013 | 2013 | 4533 | Not provided | Outside Springshed | Not provided | 766918 | Not provided | Not provided | Not provided | Not provided | N/A | 28.629581 | -81.417524
4067 | WEKR | Orange County | Not provided | OC-38 | Lake Lawne Hydrologic and Nutrient Study | Study to evaluate hydrologic conditions and nutrient loadings to Lake Lawne. | Study | Completed | 2015 | 2015 | N/A | N/A | Outside Springshed | N/A | 120000 | Not provided | Not provided | Not provided | N/A | N/A | 28.564 | -81.438
4068 | WEKR | Seminole County | N/A | SC-27a | Spring Lake/Spring Lake Watershed Hydrology/Nutrient Budget and Water Quality Management Plan | Detailed nutrient and hydrologic study, quantifying all nutrient sources, including internal loading, ground water, surface water, precipitation, etc.; management plan includes potential structural/ nonstructural water quality improvements. | Study | Completed | 2014 | 2016 | N/A | N/A | Outside Springshed | N/A | Not provided | N/A | N/A | N/A | N/A | N/A | 28.650269 | -81.395833
4069 | WEKR | City of Mount Dora | Not provided | MD-14 | Lift Stations #1, 2, 3, 7, 9, 10, 11, 12, 13, 14, 15, 16, 17, 20, 22, 25, 27, 28, 30, 31, & 34 Piping | Cleaning and inspections of pipe. | Sanitary Sewer Inspections | Completed | Prior to 2015 | Prior to 2015 | N/A | N/A | Outside Springshed | N/A | 21000 | Not provided | Not provided | Not provided | Not provided | Not provided | 28.807850 | -81.636514
4070 | WEKR | Turnpike Enterprise | N/A | TP-05a | Street Sweeping | Street Sweeping MP (265-274) 600 LM per year. | Street Sweeping | Ongoing | 2017 | N/A | 144 | 70 | Outside Springshed | N/A | N/A | N/A | N/A | N/A | N/A | N/A | 28.545292 | -81.586272
4071 | WEKR | Turnpike Enterprise | N/A | TP-04a | Education Efforts | No fertilizer on right-of-ways, educational signage, illicit discharge training. | Fertilizer Cessation | Completed | 2005 | 2005 | TBD | TBD | Outside Springshed | N/A | N/A | N/A | N/A | N/A | N/A | N/A | 28.545292 | -81.586272
4072 | WEKR | Turnpike Enterprise | N/A | TP-03 | Minneola Interchange | 5 Dry Retention ponds and 3 treatment swales. | On-line Retention BMPs | Completed | 2015 | 2017 | 228.9 | 28.4 | Outside Springshed | 204 | 27866200 | N/A | Turnpike Enterprise | $27,866,200 | N/A | N/A | Incompatible Point | Incompatible Point
4073 | WEKR | Utilities, Inc. of Florida | Not provided | SUC-01 | Sweetwater I&I Investigation & Collection System Repairs | Camera-inspect sanitary collection system in Sweetbrier subdivision and correct noted deficiencies. | Sanitary Sewer and Wastewater Treatment Facility (WWTF) Maintenance | Completed | 2016 | Prior to 2015 | N/A | N/A | Outside Springshed | N/A | 1553000 | Not provided | Sanlando Utilities | N/A | N/A | Not provided | Not provided | Not provided
4074 | WEKR | Seminole County | N/A | SC-51 | AV Gravity Main Rehab | Seal and coating of 10 manholes; CIPP lining of 2,700 linear feet of 8-inch gravity main. | Sanitary Sewer and Wastewater Treatment Facility (WWTF) Maintenance | Completed | 2017 | 2017 | N/A | N/A | Outside Springshed | N/A | 108000 | N/A | N/A | N/A | N/A | N/A | 28.692577 | -81.446828
4075 | WEKR | Seminole County | Wekiva Wild and Scenic River System Committee | SC-49 | Wilson's Landing Stormwater Bioretention Area | Convey runoff into a bioretention area prior to discharge into Wekiva river. | Bioswales | Completed | 2019 | 2019 | 10 | 2 | Outside Springshed | 2.1 | 35000 | TBD | Wekiva Wild and Scenic River System | $20,000 | N/A | N/A | 28.808751 | -81.414669
4098 | WEKR | Seminole County | NRCS | SC-07 | Wekiva Park Drive Erosion Control Project | Reduce sediment loads through grade control structures; area served = 400 acres. | Shoreline Stabilization | Completed | 2010 | 2010 | 36.6 | 3.8 | Outside Springshed | N/A | 350000 | N/A | NRCS | TBD | N/A | N/A | 28.827978 | -81.411555
4099 | WEKR | City of Altamonte Springs | N/A | AS-22 | Storage and Retrieval of Reclaimed Water in Cranes Roost | DEP permitted storage and retrieval of reclaimed water in Cranes Roost in 2002. | Stormwater Reuse | Completed | 2002 | 2002 | 3827 | 1481 | Outside Springshed | N/A | 152284 | N/A | N/A | N/A | N/A | Not provided | 28.666688889 | -81.384413889
4100 | WEKR | FDOT District 5 | N/A | FDOT-05c | FM: 238314-1 (Dry Retention Pond 4) | State Road 500: Dry Retention Ponds 2, 4, 6; Wet Detention Ponds 3E, 5 A/B; Ponds 3B, 3C, 3D; French drain providing treatment for runoff generated from existing and proposed pavement. | On-line Retention BMPs | Completed | 2003 | 2008 | 21.37 | 2.14 | Outside Springshed | 2.58 | Not provided | Not provided | Florida Legislature | Not provided | N/A | Not provided | 28.822892 | -81.684541
4101 | WEKR | FDOT District 5 | N/A | FDOT-05b | FM: 238314-1 (Wet Detention Pond 3E) | State Road 500: Dry Retention Ponds 2, 4, 6; Wet Detention Ponds 3E, 5 A/B; Ponds 3B, 3C, 3D; French drain providing treatment for runoff generated from existing and proposed pavement. | Wet Detention Pond | Completed | 2003 | 2008 | 21.68 | 2.32 | Outside Springshed | 3.49 | Not provided | Not provided | Florida Legislature | Not provided | N/A | Not provided | 28.822892 | -81.684541
4102 | WEKR | FDOT District 5 | N/A | FDOT-05 | FM: 238314-1 (Dry Retention Pond 2) | State Road 500: Dry Retention Ponds 2, 4, 6; Wet Detention Ponds 3E, 5 A/B; Ponds 3B, 3C, 3D; French drain providing treatment for runoff generated from existing and proposed pavement. | On-line Retention BMPs | Completed | 2003 | 2008 | 65.52 | 6.58 | Outside Springshed | 7.91 | Not provided | Not provided | Florida Legislature | Not provided | N/A | Not provided | 28.822892 | -81.684541
4103 | WEKR | FDOT District 5 | N/A | FDOT-04d | FM: 240231-2 (Exfiltration System 5N) | Add lanes to State Road 434: from State Road 414, Lotus Landing Blvd., then to State Road 436: Dry Detention Pond 1N-1, 1N-2 2N, P, Wet Detention WTC Ponds 1 and 2; Exfiltration System 4N-1 and 5N providing treatment for existing and proposed pavement. | Exfiltration Trench | Completed | 2011 | 2008 | 22.18 | 3.05 | Outside Springshed | 3.27 | Not provided | Not provided | Florida Legislature | Not provided | N/A | Not provided | 28.652012 | -81.415573
4271 | RAIN | FDOT District 5 | N/A | R021 | Fertilizer Cessation | FDOT operations and maintenance fertilizer cessation. | Fertilizer Cessation | Completed | 2010 | 2012 | 2442.6276 | N/A | WBID 1320A – including PFA | N/A | Not provided | Not provided | Florida Legislature | Not provided | N/A | Not provided | Not provided | Not provided
4272 | RAIN | City of Dunnellon | Marion County/ SWFWMD | R022 | Dunnellon WMP | Includes a hydrologic and hydraulic model and water quality treatment recommendations for nine stormwater discharge outfalls to the Rainbow and Withlacoochee rivers. | Study | Completed | 2004 | 2004 | N/A | N/A | Rainbow Springs Basin | N/A | 50000 | N/A | City of Dunnellon | Not provided | N/A | Not provided | Not provided | Not provided
4273 | RAIN | SWFWMD | N/A | R023 | WR01 Rainbow River Phosphate Mine Pit Feasibility Study | Feasibility study to assess restoration alternatives in lower Rainbow River and adjacent phosphate mine pits. | Study | Canceled | 2014 | N/A | N/A | N/A | WBID 1320A – including PFA | N/A | N/A | N/A | N/A | N/A | N/A | Not provided | TBD | TBD
4274 | RAIN | Marion County Office of the County Engineer | Marion County Stormwater Section/ SWFWMD | B028 | SW 85th St./SW 40th Ave. Stormwater Retrofit | Construction of a drainage retention area lined with Bold & Gold™ soil amendment to enhance nitrogen removal. Post construction event monitoring has shown a 70 % reduction in TN through the soil amendment layer. | Retention/Detention BMP Retrofit with Nutrient Reducing Media | Completed | 2012 | 2012 | 26.406 | N/A | Rainbow Springs Basin | 32 | 330000 | 803.5 | Marion County Stormwater Assessment/ SWFWMD Cooperative Funding | Marion County Stormwater Assessment - $225,347/ SWFWMD Cooperative Funding - $105,000 | N/A | 11C00000097 | 29.098216 | -82.190157
4275 | RAIN | SWFWMD | UF/ Charlotte/ Citrus/ Hernando/ Hillsborough/ Manatee/ Marion/ Pasco/ Pinellas/ Polk/ Sarasota/ Sumter | R025 | FFL Coordinator | Homeowner education program to encourage reduced water, fertilizer and pesticide use for landscaping. | Education Efforts | Ongoing | 2004 | N/A | N/A | N/A | Rainbow Springs Basin | N/A | 279000 | N/A | SWFWMD | $279,000 | N/A | Not provided | TBD | TBD
4276 | RAIN | Marion County Office of the County Engineer | Marion County Stormwater Section/ SWFWMD | R016 | Rainbow Park Unit 8 Stormwater Retrofit | Construction of three wet detention ponds to provide treatment of runoff prior to discharge to a relic karst feature and isolated surface wetlands. | Wet Detention Pond | Completed | 2012 | 2013 | 11.367 | 8.4 | Rainbow Springs PFA | 78.98 | 443399 | 1833 | Marion County Stormwater Assessment/ SWFWMD | Marion County Stormwater Assessment - $216,626/ SWFWMD - $216,626 | N/A | 12C00000004 | 29.174196 | -82.338179
4277 | RAIN | SWFWMD | N/A | R027 | Newspaper in Education: Springs in West–Central Florida | In–depth look at springs in west–central Florida through Newspaper in Education (Tampa Bay Times). Distributed to middle school students in Citrus, Hernando, and Marion counties as well as Tampa Bay Times and Citrus County Chronicle readers. | Education Efforts | Completed | 2013 | 2014 | N/A | N/A | Rainbow Springs Basin | N/A | 16600 | N/A | SWFWMD | $16,600 | N/A | Not provided | TBD | TBD
4278 | RAIN | SWFWMD | N/A | R028 | Crystal River/King's Bay/Rainbow River PSAs | Messaging on how residents can help protect the quality of local springs through proper application of fertilizer. Social research was used to help develop messages. | Education Efforts | Completed | 2007 | 2011 | N/A | N/A | Rainbow Springs Basin | N/A | 83641 | N/A | SWFWMD | $83,641 | N/A | Not provided | TBD | TBD
5447 | WACI | SRWMD | Jefferson County | SRWMD-04 | Wacissa Springs Water Quality Improvement | Slope protection; remove sediment at Aucilla Springs and Thomas Springs; replace dirt parking lot with asphalt and stormwater management facility; install 300 ft. boardwalk. | Shoreline Stabilization | Completed | 2017 | 2019 | N/A | N/A | Jefferson County | N/A | 516698 | N/A | DEP | DEP - $484,698/ Jefferson County - $32,000 | LP6103E | 16/17-248 | 30.340587 | -83.991141
5448 | WACI | SRWMD | Jefferson County | SRWMD-05 | Wacissa Springs Phase 1 | Bank stabilization to prevent sedimentation and erosion, removal of invasive plants. Water Management Lands Trust Funds/Springs Restoration. One-time sediment removal of 600 cubic yards. | Shoreline Stabilization | Completed | 2015 | 2015 | N/A | N/A | Jefferson County | N/A | 236500 | N/A | WMLTF | WMLTF - $140,000/ Jefferson County - $96,500 | N/A | 13/14-188 | 30.33988 | -83.99148
5449 | WACI | SRWMD | Local Producers | SRWMD-06 | Dairy Screen Separators | Connect two pivots to the Jeffco Dairy’s wastewater system and retrofit three irrigation systems to low-pressure drop nozzle sprinklers. The project will offset groundwater use with a lower quality water source and allow for better use of nutrients. | Agricultural BMPs | Completed | 2015 | 2020 | TBD | N/A | Jefferson County | N/A | 64460 | N/A | DEP | DEP - $48,345/ Local Producers - $16,115 | S0905 | 18/19-212 | 30.617602 | -83.633248
5450 | WACI | SRWMD | Local Producers | SRWMD-07 | Fertigation | Fertigating allows the producer to split up the application of fertilizer needed to grow a crop over the entire length of a growing season. | Agricultural BMPs | Completed | 2014 | 2019 | 4115 | N/A | Jefferson County | 381 | 45000 | N/A | DEP/ District | DEP - $25,875/ SRWMD - $7,875/ Local Producers - $11,250 | S0796 | 16/17-164 15/16-032 | 30.617602 | -83.633248
5451 | WACI | SRWMD | DEP/ Local Governments | SRWMD-08 | Suwannee Valley Springs Initiative | The District is developing a multi-media campaign that will focus on springs awareness and education to increase knowledge, engagement, and passion for water resources among residents and visitors. | Education Efforts | Planned | 2020 | 2022 | N/A | N/A | Basinwide | N/A | 10000 | N/A | DEP | DEP - $300,000 | NF049 | N/A | 30.5028 | -83.7851
5452 | WACI | SRWMD | Local Producers | SRWMD-09 | Precision Ag | Implementation of soil type mapping, soil and tissue sampling, and aerial imagery to reduce fertilizer and lime application on two farms. | Fertilizer Reduction | Underway | 2017 | 2020 | 3276 | N/A | Madison County | 728 | 24080 | N/A | DEP | DEP - $18,060/ Local Producers - $6,020 | LP6103K | Not provided | 30.4979 | -83.6092
5453 | WEEK | Hernando County | DEP | HC-37 | Weeki Wachee N and Frontier Campground Package Plant Connection to Glen Water Reclamation Facility | Connect 2 package plants (Weeki Wachee N and Frontier Campground) to Glen Water, moving effluent from the Chassahowitska into the Weeki Springshed. | WWTF Upgrade | Planned | 2021 | 2023 | -134 | N/A | Hernando County | N/A | Not provided | Not provided | DEP/ County | TBD | LP27017 | N/A | TBD | TBD
5454 | WEEK | Hernando County | DEP | HC-38 | The Glen Denitrification Upgrades | Upgrade to advanced denitrification at The Glen WRF. | WWTF Upgrade | Planned | 2021 | 2023 | TBD | N/A | Hernando County | TBD | 5000000 | TBD | County/ DEP | DEP - $4,600,000/ County - $400,000 | LPA0109 | N/A | 28.582416 | -82.53467
5455 | WEEK | Pasco County | N/A | PC-07 | Weeki Wachee Springs and Magnolia-Aripeka Springs Brochure and On-line Survey | Distributed 92,000 "Protect Florida's Springs" brochures focused on Weeki Wachee and Magnolia-Aripeka Springs. An on-line survey gauged effectiveness of the message. | Enhanced Public Education | Completed | Not provided | 2018 | TBD | N/A | Pasco County | N/A | 4200 | N/A | Pasco County | County - $4,200 | N/A | Not provided | Not provided | Not provided
5456 | RAIN | City of Ocala | N/A | B055 | Saddle Oak Sewer Expansion Project | The objective of the project s to design and construct a sanitary sewer system which will remove from service ~320 OSTDS from the associated single family residential lots. The OSTDS contribute to the TN and TP impairment of Rainbow Springshed. | OSTDS Phase Out | Underway | 2020 | 2022 | 278 | N/A | Rainbow Springs Basin/ Silver Springs Basin | N/A | 1400000 | N/A | City of Ocala | N/A | N/A | Not provided | Not provided | Not provided
5457 | RAIN | Bay Laurel Center CDD | DEP | R116 | On Top of the World North Advanced Wastewater Treatment Facility | A 2.5 MGD advanced WWTF to replace a 1.25 MGD conventional WWTF. Biosolids treatment and thickening is included - biosolids will no longer be land applied on site and will be disposed of off site outside the Rainbow Spring basin. | WWTF Nutrient Reduction | Planned | N/A | 2024 | 17556 | N/A | Rainbow Springs Basin | N/A | 52200000 | Not provided | Bay Laurel Center CDD/ DEP | Bay Laurel Center CDD - $26,100,000/ DEP - $26,100,000 | TBD | N/A | Not provided | Not provided
5458 | RAIN | Marion County Office of the County Engineer | Marion County Stormwater Section/ FEMA | B052 | NW 115th Ct Flood Relief Project | Purchase land that flooded during Hurricane Irma. Design, permit, and construct new DRAs to mitigate flooding in the area. Rebuild NW 115th Ct which has been damaged due to past flooding and potentially raise road to increase level of service. | Regional Stormwater Treatment | Underway | 2020 | 2023 | TBD | TBD | Rainbow Springs Basin | 21 | 1168000 | TBD | Marion County Stormwater Assessment/ FEMA | TBD | N/A | N/A | 29.362994 | -82.314791
4162 | RAIN | Marion County Office of the County Engineer | Marion County Stormwater Section/ SWFWMD | B029 | West Highway 316 at 119th Ave Stormwater Retrofit– CP #41 | Proposed project to construct a stormwater pond to address a stormwater conveyance issue and reduce nitrate in stormwater runoff from adjacent land uses. The project was completed in 2016. | On-line Retention BMPs | Completed | 2016 | 2016 | 4.275 | 0 | Rainbow Springs Basin | 55.6 | 52654 | 391.8 | Marion County Stormwater Assessment/ SWFWMD Cooperative Funding | Marion County Stormwater Assessment - $132,819/ SWFWMD Cooperative Funding - $27,000 | N/A | 15C00000012 | 29.361099 | -82.324731
4163 | RAIN | Marion County Office of the County Engineer | N/A | B030 | West Highway 316 at Highway 329 Stormwater Retrofit | Project cancelled. | On-line Retention BMPs | Canceled | N/A | N/A | N/A | N/A | Rainbow Springs Basin/ Silver Springs Basin | N/A | N/A | N/A | N/A | N/A | N/A | N/A | N/A | N/A
4164 | RAIN | Marion County Office of the County Engineer | Marion County Stormwater Section/ Marion County Water Resources | B036 | Public Education Coordination | Comprehensive Education Plan prepared and implemented stakeholders to ensure uniform information and messaging regarding springs protection. | Education Efforts | Ongoing | 2017 | N/A | N/A | N/A | Rainbow Springs Basin/ Silver Springs Basin | N/A | 21000 | N/A | Local/ State/ Federal Agencies/ WMDs/ Local Interest Groups | Marion County - $7,000/ DEP - $14,000 | N/A | NF048 | Not provided | Not provided
4180 | RAIN | Bay Laurel Center CDD | SWFWMD | R073 | Public Access Reuse | Design and construction of a reclaimed water system including, pumping, storage, and distribution main which provides reclaimed water for irrigation at the On Top of the World and Candler Hills golf courses. | WWTF Diversion to Reuse | Completed | 2008 | 2010 | N/A | N/A | Rainbow Springs Basin | N/A | 2198000 | N/A | Bay Laurel Center CDD | Not provided | N/A | 07CS0000025 | TBD | TBD
4181 | RAIN | SWFWMD | Marion County School District | R074 | Dunnellon High School Legacy Program | Springs protection educational effort targeting Marion County students. | Education Efforts | Completed | 2004 | 2007 | N/A | N/A | Rainbow Springs Basin | N/A | 11853 | N/A | SWFWMD | Not provided | N/A | Not provided | TBD | TBD
4446 | LSJT | Naval Station Mayport | N/A | NSM-026 | Microbial Source Tracking | Plan to conduct source ID sampling to determine source of Enterococci at NS Mayport. | FIB- Source Identification Activities | Underway | 2020 | 2021 | N/A | N/A | Sherman Creek | N/A | 165000 | N/A | NS Mayport | Not provided | Not provided | Not provided | 30.382656 | -81.4122071
4447 | LSJT | Naval Station Mayport | N/A | NSM-027 | St. Johns River/Coastal Cleanup | Provide 2 volunteer opportunities in a calendar year to conduct coastal cleanup along the St. Johns River and Oceanfront at NS Mayport. | FIB- Trash Cleanup of Impaired Waterbody | Completed | Not provided | 2011 | N/A | N/A | Sherman Creek | N/A | N/A | N/A | NS Mayport | Not provided | Not provided | Not provided | 30.3807968 | -81.4130873
5315 | JESU | Seminole County | Not provided | SC-31 | Sweetwater Creek Muck Removal | Remove accumulated muck from Sweetwater Creek in the Black Hammock immediately adjacent to Lake Jesup. | Muck Removal/Restoration Dredging | Completed | 2018 | 2018 | TBD | TBD | N/A | 4 | 200000 | TBD | DEP | $200,000 | S0636 | N/A | 28.728317 | -81.1781
5316 | LSJT | City of Atlantic Beach | DEP | AB-151 | Hopkins Creek Short-term Source ID Partnership | Source identification sampling conducted in partnership with DEP on priority areas. | FIB- Source Identification Activities | Underway | Not provided | TBD | N/A | N/A | Hopkins Creek | N/A | TBD | TBD | Atlantic Beach | Not provided | Not provided | Not provided | Not provided | Not provided
5317 | LSJT | City of Atlantic Beach | N/A | AB-152 | Seminole Road S. Drainage Improvements | Construction Phase. | FIB- Stormwater | Underway | Not provided | 2020 | N/A | N/A | Sherman Creek | Not provided | 800000 | N/A | Atlantic Beach | Not provided | Not provided | Not provided | Not provided | Not provided
5318 | LSJT | City of Atlantic Beach | DEP/ FEMA | AB-153 | Aquatic Drive Stormwater Improvements | Construction Phase. | FIB- Stormwater | Planned | Not provided | 2021 | N/A | N/A | Hopkins Creek | Not provided | 1660000 | N/A | Atlantic Beach/ DEP/ FEMA | Atlantic Beach - 216,800/ DEP - $200,000/ FEMA - $1,243,200 | LPA0002/ HMGP 4337-415 | Not provided | Not provided | Not provided
4589 | SILV | City of Ocala | DEP/ City of Ocala | S195 | Retrofit Installation of SkimBoss Filtration System with Bold & Gold Media on three drainage wells at Lake Tuscawilla | The installation of the SkimBoss Filtration Systems using media to treat water leaving ponds and flowing into recharge wells at Lake Tuscawilla. | Biosorption Activated Media (BAM) | Completed | Not provided | 2021 | TBD | TBD | Silver Springs PFA | 336 | 760000 | 15000 | DEP/ City of Ocala | $380,000 | NS042 | Not provided | 29.1906 | -82.1322
4590 | SILV | Villages Center CDD | N/A | S196 | Lindsey Lane Manhole Replacement | Replacement of 3 manholes located along Lindsey Lane. | Sanitary Sewer and Wastewater Treatment Facility (WWTF) Maintenance | Completed | Not provided | 2019 | N/A | N/A | Silver Springs Basin | N/A | 25000 | N/A | Village Center CDD | N/A | N/A | N/A | 28.949346 | -81.946601
4591 | SILV | Town of Micanopy | N/A | S197 | Public Education and Outreach Activities | Outreach program to residents of the City of Micanopy. 3.5% credit based on Alachua County FYN Program and fertilizer ordinance. | Education Efforts | Ongoing | 2018 | N/A | 40 | N/A | Silver Springs Basin | N/A | Not provided | Not provided | Town of Micanopy | Not provided | N/A | Not provided | Not provided | Not provided
4592 | SILV | Town of Reddick | N/A | S198 | Public Education and Outreach Activities | Outreach program to residents of the Town of Reddick. 3.0% credit based on Marion County FYN Program. | Education Efforts | Ongoing | 2018 | N/A | 15 | N/A | Silver Springs Basin | N/A | Not provided | Not provided | Town of Reddick | Not provided | N/A | Not provided | Not provided | Not provided
4740 | WEKR | Orange County (Utilities) | Not provided | OC-41 | Force Main/Gravity Sewer Rehab | Combine cured in place pipe (CIPP) and point repairs to restore gravity sanitary sewer, including lining or coating 40 manholes. Upsized storm pipes that go to Lake Robin, replacing force main, gravity line, and manholes to reduce leakage of sewage. | Sanitary Sewer and Wastewater Treatment Facility (WWTF) Maintenance | Canceled | Not provided | 2016 | TBD | TBD | Inside Springshed | N/A | 1780000 | Not provided | Not provided | Not provided | Not provided | N/A | Not provided | Not provided
4741 | WEKR | Orange County | Not provided | OC-42 | Little Wekiva STA | Stormwater treatment train. | BMP Treatment Train | Planned | 2023 | 2023 | TBD | TBD | Inside Springshed | Not provided | 5000000 | Not provided | Orange County | Not provided | Not provided | N/A | 28.6371 | -81.42825
4742 | WEKR | Orange County | Not provided | OC-43 | Lake Gandy BMP | Stormwater treatment train. | BMP Treatment Train | Canceled | N/A | N/A | N/A | N/A | Inside Springshed | 150 | 1000000 | Not provided | OC BCC | Not provided | Not provided | N/A | 28.627208 | -81.41825
4743 | WEKR | Orange County | Not provided | OC-44 | Kathleen Dr. | Erosion control. | Shoreline Stabilization | Completed | 2018 | 2018 | TBD | TBD | Inside Springshed | 1000 | 514000 | Not provided | Orange County | Not provided | Not provided | N/A | 28.622033 | -81.418116
4744 | WEKR | Orange County (Utilities) | OCU | OC-45 | Northwest Water Reclamation Facility (NWRF) Phase III Expansion | Reduction is 28,271 lb-N/yr. The NSILT used data with the new effluent concentration. The reduction has been zeroed out to avoid double counting, however improvements were made within the project collection period and prior to the new effluent standards. | WWTF Nutrient Reduction | Completed | Not provided | 2012 | 0 | N/A | Inside Springshed | N/A | 31000000 | Not provided | OCUD Capital Improvements Program Budget | Not provided | N/A | N/A | Not provided | Not provided
4745 | WEKR | Orange County | Not provided | OC-46 | Little Wekiva CIBs | Install 180 CIBs around Little Wekiva Basin. | Catch Basin Inserts/Inlet Filter Cleanout | Completed | 2017 | 2017 | 10.9248 | 18 | Inside Springshed | N/A | 196899 | 22000 | Orange County | Not provided | Not provided | N/A | 28.630844 | -81.419238
4746 | WEKR | Orange County | OCEPD | OC-47 | Trimble Park Office Septic | Septic upgrade to Passive nitrogen treatment. | Onsite Sewage Treatment and Disposal System (OSTDS) Enhancement | Completed | 2018 | 2018 | N/A | 1 | Inside Springshed | N/A | 0 | Not provided | Vendor | Not provided | Not provided | N/A | 28.7648 | -81.6508
4747 | WEKR | Orange County | Facilities/ Parks | OC-48 | Magnolia Park Sanitary Connection | Conversion of park facilities from septic to sanitary. | OSTDS Phase Out | Completed | 2018 | 2018 | 33 | 86 | Inside Springshed | N/A | 484000 | Not provided | DEP Legislative | $250,000 | N/A | N/A | 28.6344431 | -81.5509063
4748 | WEKR | Orange County | Facilities/ Parks | OC-49 | Camp Joy Sanitary Connection | Conversion of park facilities from septic to sanitary. | OSTDS Phase Out | Completed | 2019 | 2019 | 6.42 | 4 | Inside Springshed | N/A | 461555 | Not provided | Orange County | Not provided | Not provided | N/A | 28.765753 | -81.502134
5334 | LSJM | COJ/ FDOT MS4 | Not provided | COJ-156 | COJ MS4 FLS000012 | Burke Street Pond IRA & pond completion. | Wet Detention Pond | Underway | Not provided | 2021 | TBD | TBD | Marine | N/A | Not provided | Not provided | COJ | $8,365,731 | N/A | Not provided | 30.3296748856 | -81.7018083463
5335 | LSJM | COJ/ FDOT MS4 | Not provided | COJ-157 | COJ MS4 FLS000012 | University Point Pond. | Exotic Vegetation Removal | Planned | Not provided | 2022 | TBD | TBD | Marine | N/A | Not provided | Not provided | Not provided | Not provided | N/A | Not provided | 30.2920524738 | -81.6028396543
5001 | CHHO | SWFWMD | N/A | SWF-09 | Chassahowitzka Spring Sediment Removal | Removal and disposal of 3,800 cubic yards of organic sediments and sand from the Chassahowitzka Headspring. This will increase water column visibility, reduce nutrient resuspension, and improve recreation. | Muck Removal/Restoration Dredging | Completed | Prior to 2014 | 2014 | N/A | N/A | Chassahowitzka | N/A | 875000 | N/A | SWFWMD | $875,000 | N/A | Not provided | 28.715394 | -82.5764
5002 | CHHO | SWFWMD | N/A | SWF-10 | Update FDOH Drinking Water Source and Wastewater Source Inventory | Update FDOH GIS map of drinking water service and wastewater disposal areas of concern to determine impacts from onsite wastewater. | Study | Planned | 2018 | 2021 | N/A | N/A | Basinwide | N/A | 245000 | N/A | SWFWMD | $245,000 | N/A | Not provided | 28.705355 | -82.423396
5003 | CHHO | SWFWMD | N/A | SWF-11 | Model Springs Fertilizer Ordinance | Develop a Springs Coast model fertilizer ordinance that provides better fertilizer guidance in spring systems. | Regulations, Ordinances, and Guidelines | Planned | 2018 | 2021 | N/A | N/A | Basinwide | N/A | TBD | N/A | SWFWMD | TBD | N/A | Not provided | 28.705355 | -82.423396
5004 | CHHO | UF-IFAS | SWFWMD | IFAS-01 | Development of Landscape Fertilizer BMPs | The objective of this project is to verify the accuracy of the FYN and Florida Green Industries BMPs fertilizer recommendations. Canceled in 2019; unknown if there is a principal investigator. | Study | Canceled | 2012 | 2018 | N/A | N/A | Basinwide | N/A | 274429 | N/A | SWFWMD | $274,429 | N/A | Not provided | Not provided | Not provided
5005 | CHHO | UF-IFAS | SWFWMD | IFAS-02 | Composting at Animal Stock Facilities | Evaluate the nutrient removal efficiency from composting animal waste. The project will compare nutrient leaching efficiency for manure stockpiling and composting facilities. Project is in Rainbow. Canceled in 2020. | Study | Canceled | N/A | N/A | N/A | N/A | Basinwide | N/A | N/A | N/A | N/A | N/A | N/A | Not provided | Not provided | Not provided
5006 | CHHO | Management Strategies | TBD | GC-01 | Golf Course Reduction Credits | 6% BMP credit on golf course load to groundwater, assuming 100% BMP implementation by golf course owners. | Fertilizer Reduction | Planned | TBD | TBD | 5989 | N/A | Basinwide | TBD | TBD | TBD | TBD | TBD | TBD | Not provided | N/A | N/A
5007 | CHHO | Management Strategies | TBD | SF-01 | Sports Field Reduction Credits | 10% BMP credit on sports field load to groundwater, assuming 100% BMP implementation by sports field owners. | Fertilizer Reduction | Planned | TBD | TBD | 151 | N/A | Basinwide | TBD | TBD | TBD | TBD | TBD | TBD | Not provided | N/A | N/A
5008 | CHHO | Management Strategies | TBD | WU-01 | Wastewater Treatment Facility Reduction Credits | Achieved by WWTF policy if implemented BMAP-wide, achieving 3 or 6 mg/L. | WWTF Upgrade | Planned | TBD | TBD | 7603.5358 | N/A | Basinwide | TBD | TBD | TBD | TBD | TBD | TBD | Not provided | N/A | N/A
5324 | LSJT | City of Jacksonville Beach | DEP | JB-072 | Hopkins Creek Short-term Source ID Partnership | Source identification sampling conducted in partnership with DEP on priority areas. | FIB- Source Identification Activities | Ongoing | 2019 | N/A | N/A | N/A | Hopkins Creek | N/A | TBD | TBD | Jacksonville Beach/ DEP | TBD | Not provided | Not provided | 30.2988975933916 | -81.4023085128355
5325 | LSJT | City of Neptune Beach | DEP | NB-062 | Hopkins Creek Short-term Source ID Partnership | Source identification sampling conducted in partnership with DEP on priority areas. | FIB- Source Identification Activities | Ongoing | 2019 | N/A | N/A | N/A | Hopkins Creek | N/A | TBD | TBD | Neptune Beach/ DEP | TBD | Not provided | Not provided | 30.31453362 | -81.3987726
5326 | LSJM | CCUA Aggregate | SJRWMD | CCUA-07 | Doctor's Lake Septic to Sewer Project | SJRWMD cost-shared project to phase single family residences in the Doctor's Lake watershed from septic systems to CCUA's sewer system (0-79 houses). Reductions to be determined. | OSTDS Phase Out | Planned | 2021 | 2022 | TBD | N/A | Marine | N/A | Not provided | N/A | SJRWMD/ Cost-Share Agreement | SJRWMD - $1,500,000 | N/A | Not provided | 30.13402 | -81.73731
5327 | LSJM | CCUA Aggregate | SJRWMD | CCUA-08 | Tynes Reclaimed Water Pumping Facility | SJRWMD-cost shared project to construct a reclaimed water storage and pumping facility to expand CCUA's reclaimed water service capacity and reduce nutrient discharge to the St. Johns River. | WWTF Diversion to Reuse | Completed | 2019 | 2020 | TBD | N/A | Marine | N/A | 3054855 | N/A | SJRWMD/ Cost-Share Agreement | SJRWMD - $1,433,000 | N/A | 34550 | 30.11936256 | -81.84759422
4479 | OKLA | SJRWMD | Orange Bend Harvesting | GRIF33 | Irrigation Conversion | Construction of tailwater recovery and reuse pond. | Agricultural BMPs | Completed | 2015 | 2016 | 322.8 | 69.6 | Lake Griffin Basin | 10 | 157917 | Not provided | SJRWMD | $142,125 | N/A | 28326 | 28.868445 | -81.807364
5538 | WEKR | Orange County | N/A | OC-51b | Lake Gandy BMP Treatment Train Design | Design BMP treatment train. | BMP Treatment Train | Underway | 2021 | 2019 | TBD | TBD | Inside Springshed | N/A | 194835 | N/A | CIP - OC BCC | Not provided | N/A | N/A | 28.56593 | -81.43856
5539 | WEKR | Orange County | N/A | OC-59 | Lake Lawne SIF performance monitoring (year one). | BMP performance assessment. | Study | Underway | 2020 | 2020 | TBD | TBD | Inside Springshed | N/A | 79148 | N/A | CIP - OC BCC | Not provided | N/A | N/A | 28.56593 | -81.43856
5540 | WEKR | Orange County | N/A | OC-59a | Lake Lawne SIF performance monitoring (year two). | BMP performance assessment. | Study | Planned | 2021 | 2021 | TBD | TBD | Inside Springshed | N/A | 92247 | N/A | CIP - OC BCC | Not provided | N/A | N/A | 28.56593 | -81.43856
5541 | WEKR | Orange County | N/A | OC-60 | Wekiva PFA Pilot Projects Study | Assessment of loading in the Wekiva PFA intended to target optimum BMP locations. | Study | Underway | 2020 | 2020 | N/A | N/A | Inside Springshed | N/A | 195865 | N/A | CIP - OC BCC | Not provided | N/A | N/A | 28.67311 | -81.479098
5542 | WEKR | Orange County | N/A | OC-60a | Wekiva PFA Pilot BMP FS / Design | Project to conduct feasibility and / or design studies for effective BMPs. | Study | Underway | 2021 | 2021 | N/A | N/A | Inside Springshed | N/A | 190000 | N/A | CIP - OC BCC | Not provided | N/A | N/A | 28.67311 | -81.479098
5543 | WEKR | Orange County | N/A | OC-60b | Wekiva PFA Pilot Projects Construction | Construct effective BMPs. | BMP Treatment Train | Planned | 2022 | 2022 | TBD | TBD | Inside Springshed | N/A | TBD | N/A | CIP - OC BCC | Not provided | N/A | N/A | Not provided | Not provided
5544 | WEKR | Town of Oakland | N/A | OAK-14 | Speer and Daniels Drainage Improvement | Installation of drainage swale/conveyance, with some retention value, in an area of sheet flows from three different roadways. | On-line Retention BMPs | Completed | Not provided | 2019 | TBD | TBD | Inside Springshed | 6 | 18000 | 1000 | Not provided | Not provided | N/A | Not provided | Not provided | Not provided
5545 | WEKR | Town of Oakland | N/A | OAK-15 | Town-wide Drainage Maintenance | Ongoing effort to clean grates, inlets, culverts, etc. | BMP Cleanout | Ongoing | Not provided | N/A | 23 | 11 | Inside Springshed | N/A | N/A | 10000 | Town of Oakland | $10,000 | N/A | Not provided | Not provided | Not provided
5546 | WEKR | Town of Oakland | N/A | OAK-16 | MS4 Phase II Permit Requirement | Ongoing effort to sweep streets. 547 lane miles - 38 cubic yards of debris annually. | Street Sweeping | Ongoing | Not provided | N/A | 8 | 4 | Inside Springshed | N/A | N/A | 5000 | Town of Oakland | $5,000 | N/A | Not provided | Not provided | Not provided
5547 | WEKR | Town of Oakland | DEP | OAK-17 | Nutrient Reduction - Upper Basin | A 2 year effort to monitor the effectiveness of "Bold and Gold" filter media installed earlier. | Monitoring/Data Collection | Completed | Not provided | 2020 | N/A | N/A | Inside Springshed | 40 | Not provided | 4000 | Town of Oakland | Not provided | NF008 | Not provided | Not provided | Not provided
5548 | WEKR | Town of Oakland | N/A | OAK-18 | Septic to Sewer Conversion | Circle K store and ABC Bus taken off septic and placed on sewer. About 8,500 gallons removed from septic DAILY. | OSTDS Phase Out | Completed | Not provided | 2019 | 338 | TBD | Inside Springshed | N/A | Not provided | Not provided | Private Owners | Not provided | N/A | Not provided | Not provided | Not provided
4625 | WEKR | City of Apopka | Not provided | A-14 | Altamonte Springs to Apopka | Altamonte is in construction stage of sending 3.5 mgd of reuse water to Apopka with potential to discharge to Little Wekiva River. | Stormwater Reuse | Completed | Not provided | 2016 | Not provided | Not provided | Inside Springshed | N/A | Not provided | Not provided | Not provided | Not provided | Not provided | Not provided | 28.653551 | -81.503108
4626 | WEKR | City of Apopka | Not provided | A-15 | Orange County Reuse to City | City is in design stage for receiving 3 MGD of reclaimed water that is currently going to Orange County RIBs; this will also reduce ground water withdrawal from city. | WWTF Diversion to Reuse | Completed | Not provided | 2013 | 2308.1074 | 6088 | Inside Springshed | N/A | 490000 | Not provided | Not provided | Not provided | Not provided | Not provided | 28.653551 | -81.503108
4627 | WEKR | City of Apopka | Not provided | A-16 | Lift Station 9 and Ten Wet Wells | Rehabilitate lift station wet well due to hydrogen sulfide dissolving concrete walls. | Sanitary Sewer and Wastewater Treatment Facility (WWTF) Maintenance | Completed | Not provided | 2008 | N/A | N/A | Inside Springshed | N/A | 41945 | Not provided | Not provided | Not provided | Not provided | Not provided | Not provided | Not provided
4628 | WEKR | City of Apopka | Not provided | A-17 | Manholes (Alabama and 8th St.; Little St. and 9th St.; Park Ave; Charleston Park Subdivision) | Reline manholes with supercoat spray to prevent leaking between bricks. | Sanitary Sewer and Wastewater Treatment Facility (WWTF) Maintenance | Completed | Not provided | 2011 | N/A | N/A | Inside Springshed | N/A | 28420 | Not provided | Not provided | Not provided | Not provided | Not provided | 28.668299 | -81.503147
4629 | WEKR | City of Apopka | Not provided | A-18 | Victoria Plaza, Forest Ave., 3rd St., Park Ave. | Reline to correct leaking joints. | Sanitary Sewer and Wastewater Treatment Facility (WWTF) Maintenance | Completed | Not provided | Prior to 2015 | N/A | N/A | Inside Springshed | N/A | 200591 | Not provided | Not provided | Not provided | Not provided | Not provided | 28.674330 | -81.507475
4663 | WEKR | City of Ocoee | N/A | O-02 | Arden Park South | 98.52-acre project; construct 157 single-family residential subdivision with four dry retention ponds; surface water management system to store and recover pre- vs. post-development runoff volume from 25-year, 96-hour event; sewered area. | On-line Retention BMPs | Completed | Not provided | 2013 | 0.4552 | 0.7 | Inside Springshed | 98.52 | Not provided | Not provided | Not provided | Not provided | N/A | Not provided | 28.604592 | -81.522348
4312 | JABL | Management Strategies | DEP | OSTDS-01 | Enhancement of Existing OSTDS - Voluntary | Repair, upgrade, replacement, drain field modification, addition of effective nitrogen reducing features, initial connection to a central sewerage system, or other action to reduce nutrient loading, voluntarily taken by the owner of an OSTDS. | Onsite Sewage Treatment and Disposal System (OSTDS) Enhancement | Underway | TBD | N/A | TBD | N/A | Basinwide | N/A | TBD | N/A | DEP | TBD | TBD | Not provided | N/A | N/A
4323 | ALAF | Hillsborough County | N/A | HC-0004 | Septic Tank Conversion Neighborhood Prioritization | Delineate unsewered residential areas and then prioritize them for future evaluation. | FIB- OSTDS | Completed | Not provided | 2019 | N/A | N/A | Alafia River Basin | N/A | Not provided | Not provided | Not provided | Not provided | N/A | Not provided | Not provided | Not provided
4324 | ALAF | Hillsborough County | N/A | HC-0005 | Illicit Discharge Complaint Investigation | Respond to public or private complaints to illicit discharge. If found to be an actual violation, responsive actions are taken to bring the issue into compliance. | FIB- Stormwater | Ongoing | Not provided | N/A | N/A | N/A | Alafia River Basin | N/A | Not provided | Not provided | Not provided | Not provided | N/A | Not provided | Not provided | Not provided
4325 | BACH | ECHD | N/A | ECHD-022 | Florida Health Cleans Up Sanders Beach | DOH-Escambia staff participate in their Florida Health Cleans Up! Event at Sanders Beach. Staff members swept the 3.5-acre, beachfront park in small groups, removing down tree branches, trash, cigarette butts and debris from the shoreline. | FIB- Stormwater | Ongoing | 2015 | 2013 | N/A | N/A | 848DA | 3.5 | N/A | N/A | N/A | N/A | N/A | Not provided | 30.405819 | -87.281061
4326 | BACH | FDOT District 3 | N/A | FDOT-088 | Street Sweeping and Litter Control | Asset maintenance. | FIB- Stormwater | Ongoing | 2001 | N/A | N/A | N/A | Basinwide | N/A | Not provided | Not provided | Florida Legislature | Not provided | N/A | Not provided | 30.408208 | -87.281962
4327 | BACH | FDOT District 3 | N/A | FDOT-089 | Adopt-A-Highway | District 3 litter clean-up program. | FIB- Stormwater | Ongoing | 2008 | N/A | N/A | N/A | Basinwide | N/A | Not provided | Not provided | Florida Legislature | Not provided | N/A | Not provided | 30.408208 | -87.281962
4328 | BIRL | City of Cape Canaveral | Cape Canaveral/ SOIRL | BC-33 | Central Blvd Baffle Box | 2nd generation baffle box, SOIRL-13. Duplicated in CC-20. | Baffle Boxes- Second Generation | Completed | 2017 | 2017 | N/A | N/A | B | 213.4 | 41700 | 41700 | SOIRL/ DEP | $34,700 | NF025 | N/A | 28.39613 | -80.60806
4329 | BIRL | City of Indian Harbour Beach | SOIRL | BC-34 | Gleason Park Reuse | Increasing reuse from an existing facility, SOIRL-16. Reported as IHB-19. | Stormwater Reuse | Completed | 2017 | 2017 | N/A | N/A | B | 128.9 | 11000 | TBD | SOIRL | $4,224 | N/A | N/A | 28.34003 | -80.68602
4330 | BIRL | Brevard County | All Cities | BC-35 | Education Efforts | Fertilizer video, rain barrel workshops, Facebook page, bus wrap, and billboard. | Enhanced Public Education | Ongoing | 2017 | N/A | N/A | N/A | B | N/A | N/A | 42000 | N/A | N/A | N/A | N/A | 28.38098 | -80.70148
4331 | BIRL | Brevard County | N/A | BC-36 | Merritt Island Airport | Two wet detention ponds (80-acres & 23 acres) with gravity flow and pump station. | Wet Detention Pond | Completed | 2009 | 2011 | N/A | N/A | B | 184.2 | 672464.37 | N/A | DEP TMDL | DEP TMDL - $307,334 | S0439 | N/A | 28.34003 | -80.68602
4332 | BIRL | Brevard County | DEP | BC-37 | Artemis Blvd. - BB #979 | Biosorption Activated Media installed within existing Merritt Island drainage ditch system to remove nitrogen from groundwater baseflow with phosphorus removal media. | Biosorption Activated Media (BAM) | Completed | 2016 | 2019 | TBD | TBD | B | 789 | 150000 | 2500 | Legislative Funding | Legislative Funding - $35,000 | LP0511A | N/A | 28.38098 | -80.70148
4333 | BIRL | Brevard County | DEP | BC-38 | Oceana Drive - BB#997A | Biosorption Activated Media installed within existing Merritt Island drainage ditch system to remove nitrogen from groundwater baseflow. | Biosorption Activated Media (BAM) | Completed | 2016 | 2019 | TBD | TBD | B | 68 | 50000 | 1000 | Legislative Funding | Legislative Funding - $35,000 | LP0511A | N/A | 28.36543 | -80.66576
4334 | BIRL | Brevard County | DEP | BC-39 | Georgiana Drive - BB#997C | Biosorption Activated Media installed within existing Merritt Island drainage ditch system to remove nitrogen from groundwater baseflow. | Biosorption Activated Media (BAM) | Completed | 2016 | 2019 | TBD | TBD | B | 68 | 50000 | 1000 | Legislative Funding | Legislative Funding - $35,000 | LP0511A | N/A | 28.36341 | -80.66491
4335 | BIRL | Brevard County | DEP | BC-40 | Savannah Drive - BB#997B | Biosorption Activated Media installed within existing Merritt Island drainage ditch system to remove nitrogen from groundwater baseflow. | Biosorption Activated Media (BAM) | Completed | 2017 | 2019 | TBD | TBD | B | 68 | 50000 | 1000 | Legislative Funding | Legislative Funding - $35,000 | LP0511A | N/A | 28.36442 | -80.66594
4346 | BIRL | City of Cape Canaveral | SJRWMD | CC-39 | Estuary Property Restoration | Habitat and water quality improvements. | Exotic Vegetation Removal | Underway | 2018 | 2022 | TBD | TBD | B | 10 | 711700 | 5000 | SJRWMD/ City | SJRWMD - $54,310/ FIND - $328,400 | N/A | N/A | 28.389981 | -80.611396
4487 | OKLA | Lake County | N/A | HAR31 | Sunset Drive WQ Retrofit | Drainage improvements and retrofit of treatment via next generation baffle box with media filtration on existing outfall. Sunset Drive Yahala. | Baffle Boxes- Second Generation with Media | Completed | 2018 | 2018 | 13.9 | 2.4 | Lake Harris Basin | 12 | 250000 | 1000 | Lake County MSTU | $250,000 | N/A | Not provided | Not provided | Not provided
4488 | OKLA | Town of Lady Lake | N/A | LADYL04 | Lady Lake Landscape Requirements | County codes and ordinances require FFL principles to be applied in the design and of landscapes and irrigation systems. Fertilizer application restrictions require 30 % or more slow release nitrogen and restrict frequency to "as needed." | Regulations, Ordinances, and Guidelines | Ongoing | Not provided | N/A | N/A | N/A | Lake Griffin Basin | N/A | Not provided | Not provided | Town of Lady Lake | Not provided | N/A | Not provided | TBD | TBD
4489 | OKLA | Town of Lady Lake | N/A | LADYL05 | Lady Lake Irrigation Schedules | SJRWMD irrigation schedule adopted, specific water conservation measures encouraged, and the seven basic principles of water efficient landscaping are incorporated. Establish minimum standards for landscaped areas with goal of water use efficiency. | Regulations, Ordinances, and Guidelines | Ongoing | Not provided | N/A | N/A | N/A | Lake Griffin Basin | N/A | Not provided | Not provided | Town of Lady Lake | Not provided | N/A | Not provided | TBD | TBD
4490 | OKLA | Town of Lady Lake | N/A | LADYL06 | Lady Lake Pet Waste Management | County code related to illicit discharges includes provisions requiring removal of per waste. | Regulations, Ordinances, and Guidelines | Ongoing | Not provided | N/A | N/A | N/A | Lake Griffin Basin | N/A | Not provided | Not provided | Town of Lady Lake | Not provided | N/A | Not provided | TBD | TBD
4963 | CHHO | Citrus County | N/A | CC-01 | Public Education Activities | Fertilizer ordinance; implementation of FYN Program; and website, public service announcements, brochures, etc. | Education Efforts | Ongoing | Not provided | N/A | 7052 | N/A | Homosassa | N/A | Not provided | Not provided | County | Not provided | N/A | Not provided | Not provided | Not provided
4964 | CHHO | Citrus County | DEP | CC-02 | Southwest Regional Water Reclamation Facility (SWRWRF) | 1.5 MGD advanced wastewater treatment facility that will reduce nutrients in effluent and create disposal capacity for flow coming from septic system elimination. | WWTF Upgrade | Underway | Not provided | 2021 | TBD | N/A | Homosassa | Not provided | 23000000 | Not provided | County/ DEP | County - $6,600,000/ DEP - $16,400,000 | Not provided | Not provided | Not provided | Not provided
4965 | CHHO | Citrus County | DEP | CC-03 | Garcia Point Septic to Sewer Project | Connection of 68 residents to centralized sewer and elimination of septic tanks along the Homosassa River. | OSTDS Phase Out | Underway | Not provided | 2020 | 2174 | N/A | Homosassa | Not provided | 1250000 | Not provided | County/ DEP | County - $300,000/ DEP - $950,000 | S0921 | Not provided | Not provided | Not provided
4966 | CHHO | Citrus County | TBD | CC-04 | Chassahowitzka to SWRWRF Force Main | New force main interconnection that will collect wastewater flows from the south side of the Homosassa River by redirecting flow from the Meadowcrest WWTP to the SWRWRF. | WWTF Upgrade | Planned | Not provided | 2021 | TBD | N/A | Chassahowitzka | Not provided | 1200000 | Not provided | TBD | $1,200,000 | N/A | Not provided | Not provided | Not provided
4967 | CHHO | Citrus County | DEP/ SWFWMD | CC-05 | Sugarmill Woods Residential Reclaimed Water | Distribute reclaimed water to the residential area of Oak Village in the Sugarmill Woods development. | WWTF Diversion to Reuse | Underway | Not provided | 2021 | TBD | N/A | Chassahowitzka | Not provided | 12000000 | Not provided | County/ DEP/ SWFWMD | County - $6,000,000/ DEP - $4,000,000/ SWFWMD - $2,000,000 | S0803 | Not provided | Not provided | Not provided
4968 | CHHO | Citrus County | TBD | CC-06 | Sugarmill Woods Golf and Country Club Reclaimed Water Project | Reclaimed water line from the SWRWRF to the golf course for irrigation. | WWTF Diversion to Reuse | Planned | TBD | 2021 | TBD | N/A | Chassahowitzka | Not provided | 4000000 | Not provided | County/ TBD | County - $2,000,000/ TBD - $2,000,000 | N/A | Not provided | Not provided | Not provided
4969 | CHHO | Citrus County | TBD | CC-07 | Septic to Sewer Conversion Study | Perform a study to identify the best options for converting existing lots with OSTDS and any non-municipal WWTFs within the study area to central collection. | Study | Planned | TBD | 2021 | N/A | N/A | Homosassa | N/A | 200000 | N/A | County/ TBD | County - $100,000/ TBD - $100,000 | N/A | Not provided | Not provided | Not provided
4970 | CHHO | Citrus County | DEP/ SWFWMD | CC-08 | Homosassa South Fork Water Quality Improvement Phase I - Pond 2 | Water quality treatment of stormwater runoff prior to entering Pepper Creek and the South Fork of the Homosassa River from the directly connected areas north of CR 490A. | BMP Treatment Train | Completed | 2014 | 2019 | 22 | 6 | Homosassa | 425 | 1903000 | Not provided | County/ DEP/ SWFWMD | County - $703,000/ DEP - $200,000/ SWFWMD - $1,000,000 | Not provided | Not provided | 28.8069 | -82.5815
4509 | OKLA | SJRWMD | Black Bear Ranch | UOB01 | Irrigation Conversion | Convert from overhead to micro-jet irrigation system. | Agricultural BMPs | Completed | 2015 | 2016 | 613.5 | 132 | Upper Ocklawaha Basin | 57 | 229590 | Not provided | Black Bear Ranch/ SJRWMD | Black Bear Ranch - $22,959/ SJRWMD - $206,631 | N/A | 28331 | 29.000877 | -81.865625
4510 | OKLA | SJRWMD | Kenneth MacKay | UOB02 | Irrigation Conversion | Pump automation and soil moisture sensors with telemetry. | Agricultural BMPs | Completed | 2018 | 2019 | 5 | 16 | Upper Ocklawaha Basin | 65 | 35236 | Not provided | Kenneth MacKay/ SJRWMD/ DEP | Kenneth MacKay - $8,809/ SJRWMD - $13,214/ DEP - $13,213 | LP42119 | 33093 | 28.967391 | -81.87186
4528 | ORCR | ACPCL | USDA/ FRPP | LOCH19 | Higginbotham Ranch Acquisition | Conservation Easement Acquisition. No increase in surface runoff of pollutants due to land use change, continued aquifer recharge and ecosystem/habitat preservation. | Land Acquisition | Completed | 2014 | 2014 | N/A | N/A | Lochloosa Lake Basin | 318 | 765000 | N/A | Wild Spaces Public Places Surtax/ FRPP Cost-Share | Not provided | N/A | Not provided | 29.6135 | -82.1313
4529 | ORCR | ACPCL | Alachua Conservation Trust | LOCH20 | Lochloosa Slough - Fox Pen | Fee Simple Conservation Land Acquisition. No increase in surface runoff of pollutants due to land use change, continued aquifer recharge and ecosystem/habitat preservation. | Land Acquisition | Completed | Not provided | 2019 | N/A | N/A | Orange Lake Basin | 578 | 1321177 | N/A | Wild Spaces Public Places II Surtax | Not provided | N/A | Not provided | 29.5473390280652 | -82.0637497127036
4530 | ORCR | Town of McIntosh | N/A | MCINTOSH01-ORANGE | Education Outreach | Educational efforts that result in 0.25 % to 6 % credit, depending on extent of efforts. | Education Efforts | Ongoing | Not provided | N/A | N/A | 1 | Orange Lake Basin | N/A | N/A | Not provided | Not provided | Not provided | Not provided | Not provided | 29.4604865172528 | -82.1816239417592
4531 | ORCR | Town of Micanopy | N/A | MICANOPY01-ORANGE | Education Outreach | Educational efforts that result in 0.25 % to 6 % credit, depending on extent of efforts. | Education Efforts | Ongoing | Not provided | N/A | N/A | 2 | Orange Lake Basin | N/A | N/A | Not provided | Not provided | Not provided | Not provided | Not provided | 29.4632065331176 | -82.1813129419362
4532 | ORCR | SJRWMD | North Caledonia | OC01 | North Caledonia Tailwater Storage and Recovery, and Variable Rate Fertilizer Equipment | Tailwater storage and recovery, and variable rate fertilizer equipment. | Agricultural BMPs | Completed | 2016 | 2017 | 3043 | 271 | Orange Creek Basin | 520 | 388350 | N/A | North Caledonia/ SJRWMD | North Caledonia - $97,088/ SJRWMD – $291,262 | N/A | 28574 | 29.672676 | -82.080403
4533 | ORCR | SJRWMD | Island Grove | OC02 | Island Grove Irrigation System Automation | Irrigation system automation. | Agricultural BMPs | Completed | 2018 | 2018 | 425 | 62 | Orange Creek Basin | 200 | Not provided | N/A | Island Grove/ SJRWMD | Island Grove - $56,071/ SJRWMD - $152,210 | N/A | 32511 | 29.47963868 | -82.06049929
4534 | ORCR | SJRWMD | Colvin Farms | OCB03 | Colvin Farms Center Pivot Nozzle Retrofit | Center pivot nozzle retrofit. | Agricultural BMPs | Completed | 2015 | 2015 | 10901 | 1847 | Orange Creek Basin | 850 | 102210 | N/A | Colvin Farms/ SJRWMD | Colvin - $10,221/ SJRWMD - $91,989 | N/A | 28336 | 29.499868 | -81.960999
4535 | ORCR | SJRWMD | Colvin Farms | OCB04 | Colvin Farms Soil Moisture and Climate Sensor Telemetry | Soil moisture and climate sensor telemetry. | Agricultural BMPs | Completed | 2015 | 2015 | 21688 | 3675 | Orange Creek Basin | 850 | 84312 | N/A | Colvin Farms/ SJRWMD | Colvin Farms - $8,431/ SJRWMD – $75,881 | N/A | 28339/ 28337 | 29.498207 | -81.984586
4536 | ORCR | SJRWMD | Colvin Farms | OCB05 | Colvin Farm Soil Grid Mapping and Variable Rate Fertilizer Applicator | Soil grid mapping and variable rate fertilizer applicator. | Agricultural BMPs | Completed | 2015 | 2015 | 10672 | 1808 | Orange Creek Basin | 850 | 80396 | N/A | Colvin Farms/ SJRWMD | Colvin Farms - $8296/ SJRWMD – $72,100 | N/A | 28338 | 29.500852 | -81.974045
4537 | ORCR | SJRWMD | North Caledonia | OCB06 | North Caledonia Tailwater Storage and Recovery, Soil Moisture Sensors, and Telemetry | Tailwater storage and recovery, soil moisture sensors, and telemetry. | Agricultural BMPs | Completed | 2018 | 2019 | 233 | 169 | Orange Creek Basin | 575 | 600047 | N/A | North Caledonia/ SJRWMD/ DEP | North Calendonia - $150,011/ SJRWMD – $225,018/ DEP-$225,018 | LP42119 | 28338 | 29.672676 | -82.080403
4538 | ORCR | SJRWMD | Mid-State Research | OR32 | Mid-State Research Irrigation Conversion | Irrigation conversion. | Agricultural BMPs | Completed | 2015 | 2015 | 146 | 45 | Orange Lake Basin | 14 | 48682 | N/A | Mid-State Research/ SJRWMD | Mid-State Research - $4,869/ SJRWMD - $43,813 | N/A | 28334 | 29.394106 | -82.162443
4539 | ORCR | SJRWMD | Mid-State Research | OR33 | Mid-State Research Soil Grid Mapping and Variable Rate Fertilizer Applicator | Soil grid mapping and variable rater fertilizer applicator. | Agricultural BMPs | Completed | 2015 | 2015 | 2034 | 630 | Orange Lake Basin | 380 | 44864 | N/A | Mid-State Research/ SJRWMD | Mid-State Research - $4,487/ SJRWMD - $40,377 | N/A | 28335 | 29.394413 | -82.16137
4540 | ORCR | SJRWMD | Southern Grace Farm | OR34 | Southern Grace Farm Irrigation Conversion | Irrigation conversion from overhead to drip. | Agricultural BMPs | Canceled | Not provided | 2019 | 82 | 16 | Orange Lake Basin | N/A | Not provided | N/A | SJRWMD/ DEP | N/A | N/A | Not provided | 29.4179456300269 | -82.1158403411382
4541 | ORCR | Town of Reddick | N/A | REDDICK01-ORANGE | Education Outreach | Educational efforts that result in 0.25 % to 6 % credit, depending on extent of efforts. | Education Efforts | Ongoing | Not provided | N/A | N/A | 1 | Orange Lake Basin | N/A | N/A | Not provided | Not provided | Not provided | Not provided | Not provided | 29.4633633534599 | -82.1784640711283
5221 | CALO | Portico CDD | N/A | PORT-03 | Conservation Lands | Conversion of agricultural lands to natural conservation lands. | Land Use Change | Completed | Not provided | 2019 | TBD | TBD | West Caloosahatchee | N/A | Not provided | Not provided | Not provided | Not provided | N/A | Not provided | 26.697928 | -81.726795
5222 | CALO | Portico CDD | N/A | PORT-04 | Stormwater Aeration System | Aeration systems on surface water management ponds A1, A2, A3, A4, A5, A9, A10, B1, and B2. | Stormwater Aeration System | Completed | Not provided | 2017 | TBD | TBD | West Caloosahatchee | N/A | Not provided | Not provided | Not provided | Not provided | N/A | Not provided | 26.697928 | -81.726795
5223 | CALO | Sugarland Drainage District | DEP/ FDACS | SD-01 | Public Education and Outreach | Updates on BMAP and requirements during annual landowner meetings. | Education Efforts | Planned | 2020 | N/A | N/A | N/A | East Caloosahatchee | N/A | 500 | N/A | Sugarland Drainage District | $500 | N/A | N/A | 26.730144 | -80.964206
5224 | CALO | Sugarland Drainage District | FDACS | SD-02 | FDACS BMP Assistance | Provide assistance to FDACS, as needed, to encourage landowners to enroll in BMPs. | Agricultural BMPs | Planned | 2020 | N/A | N/A | N/A | East Caloosahatchee | N/A | 1000 | N/A | Sugarland Drainage District | $1,000 | N/A | N/A | 26.730144 | -80.964206
5225 | CALO | Sugarland Drainage District | N/A | SD-03 | Nutrient Controls | No application of fertilizer in district's rights-of-way. | Fertilizer Cessation | Completed | 2020 | 2020 | N/A | N/A | East Caloosahatchee | N/A | 0 | N/A | Sugarland Drainage District | N/A | N/A | N/A | 26.753411 | -80.9854.89
5226 | CALO | Sugarland Drainage District | N/A | SD-04 | Slow Velocity in the Main Canal | Minimize sediment transport by slowing velocity in main canal near main discharge structure. | Control Structure | Planned | 2021 | TBD | N/A | N/A | East Caloosahatchee | N/A | 4500 | N/A | Sugarland Drainage District | $4,500 | N/A | N/A | 26.753411 | -80.9854.89
5227 | CALO | Sugarland Drainage District | N/A | SD-05 | Control Structures | Annual maintenance of water control structures. | Control Structure | Ongoing | 2021 | N/A | N/A | N/A | East Caloosahatchee | N/A | 2500 | N/A | Sugarland Drainage District | $2,500 | N/A | N/A | 26.765592 | -80.959603
5228 | CALO | Verandah East CDD | N/A | VE-01 | Education/Fertilizer | FYN; landscape, irrigation, and fertilizer ordinances; pamphlets, PSAs, website, illicit discharge program; WETPLAN. | Education Efforts | Ongoing | Not provided | N/A | 116.5432 | 15.0516 | Tidal Caloosahatchee | 452 | Not provided | Not provided | Not provided | Not provided | N/A | Not provided | Not provided | Not provided
5229 | CALO | Verandah West CDD | N/A | VW-01 | Education/Fertilizer | FYN; landscape, irrigation, and fertilizer ordinances; pamphlets, PSAs, website, illicit discharge program; WETPLAN. | Education Efforts | Ongoing | Not provided | N/A | 180.3487 | 29.1376 | Tidal Caloosahatchee | 488.8 | Not provided | Not provided | Not provided | Not provided | N/A | Not provided | Not provided | Not provided
4971 | CHHO | Citrus County | SWFWMD | CC-09 | Cardinal Lane Watershed Management Plan | Complete alternative analysis tasks including a stormwater level of service analysis, surface water resource assessment, and BMP alternative analysis. | Study | Completed | 2016 | 2019 | N/A | N/A | Homosassa | N/A | 200000 | N/A | County/ SWFWMD | County - $100,000/ SWFWMD - $100,000 | N/A | Not provided | 28.7745 | -82.4991
4972 | CHHO | Citrus County | N/A | CC-10 | Floral City Collection System | Construct a sanitary gravity collector system along east Orange Ave and Old Floral City Road to connect facilities to central sewer. | Wastewater Service Area Expansion | Underway | 2015 | 2020 | Not provided | N/A | Homosassa | Not provided | 1200000 | Not provided | County | $1,200,000 | N/A | Not provided | Not provided | Not provided
4973 | CHHO | Citrus County | N/A | CC-11 | Mason Creek Private Package Plant | Connect the private package plant to the county's central sewer. | WWTF Upgrade | Underway | 2016 | 2019 | Not provided | N/A | Homosassa | Not provided | 925000 | Not provided | County | $925,000 | N/A | Not provided | Not provided | Not provided
4974 | CHHO | Citrus County | DEP/ SWFWMD | CC-12 | Homosassa Downtown West Septic to Sewer | Gravity sewer and force main to connect 122 residents and businesses to the SWRWRF; including septic system abandonment. | OSTDS Phase Out | Planned | TBD | 2025 | 940 | N/A | Homosassa | Not provided | 4108210 | Not provided | County/ DEP/ SWFWMD | County - $1,027,053/ DEP - $2,054,105/ SWFWMD - $1,027,053 | Not provided | Not provided | Not provided | Not provided
4975 | CHHO | Citrus County | TBD | CC-13 | Homosassa Downtown East Septic to Sewer | Gravity sewer and force main to connect 232 residents and businesses to the SWRWRF; including septic system abandonment. | OSTDS Phase Out | Planned | TBD | 2025 | 1785 | N/A | Homosassa | Not provided | 10805685 | Not provided | TBD | $10,805,685 | Not provided | Not provided | Not provided | Not provided
4976 | CHHO | Citrus County | TBD | CC-14 | Homosassa Downtown North Septic to Sewer | Gravity sewer and force main to connect 129 residents and businesses to the SWRWRF; including septic system abandonment. | OSTDS Phase Out | Planned | TBD | 2025 | 995 | N/A | Homosassa | Not provided | 7424625 | Not provided | TBD | $7,424,625 | Not provided | Not provided | Not provided | Not provided
4977 | CHHO | Citrus County | TBD | CC-15 | Homosassa Park Septic to Sewer | Gravity sewer and force main to connect 89 residents and businesses to the SWRWRF; including septic system abandonment. | OSTDS Phase Out | Planned | TBD | 2025 | 685 | N/A | Homosassa | Not provided | 3561705 | Not provided | TBD | $3,561,705 | Not provided | Not provided | Not provided | Not provided
4978 | CHHO | Citrus County | TBD | CC-16 | Homosassa Rooks Septic to Sewer | Gravity sewer and force main to connect 163 residents and businesses to the SWRWRF; including septic system abandonment. | OSTDS Phase Out | Planned | TBD | 2025 | 1255 | N/A | Homosassa | Not provided | 5607305 | Not provided | TBD | $5,607,305 | Not provided | Not provided | Not provided | Not provided
4979 | CHHO | Citrus County | TBD | CC-17 | SWRWRF Dewatering Facility | Construct a sludge dewatering facility at the SWRWRF. | WWTF Upgrade | Planned | TBD | 2025 | Not provided | N/A | Chassahowitzka | Not provided | 2500000 | Not provided | TBD | $2,500,000 | Not provided | Not provided | Not provided | Not provided
4448 | LSJT | Naval Station Mayport | N/A | NSM-028 | Erosion Control BMPs Required for All Land Disturbance Activities at NS Mayport | All projects at Naval Station Mayport that result in land disturbance are required to follow applicable Erosion Control BMPs. | FIB- Stormwater | Completed | Not provided | Prior to 2010 | N/A | N/A | Sherman Creek | N/A | N/A | N/A | NS Mayport | Not provided | Not provided | Not provided | 30.3807968 | -81.4130873
4449 | MANA | Manatee County | N/A | MC-0003 | Walk the Waterbody | Walk the Waterbody exercise for Williams Creek to identify potential issues in watershed. | FIB- Source Identification Activities | Completed | 2016 | 2016 | N/A | N/A | Manatee River Basin | N/A | Not provided | Not provided | Manatee County | Not provided | N/A | Not provided | Incompatible Point | Incompatible Point
4450 | MANA | Manatee County | SWFWMD | MC-0004 | Mill Creek Water Quality Plan | Surface Water Resource Assessment for Mill Creek watershed, Category 4e Plan Development. Canceled in 2020. Outside of the BMAP WBIDs. | FIB- Source Identification Activities | Canceled | N/A | N/A | N/A | N/A | N/A | N/A | N/A | N/A | N/A | N/ | N/A | N/A | N/A | N/A
4451 | NIRL | Brevard County | SOIRL | BC-093 | N. Wickham Road Upflow Filter - BB#1298 | Upflow filter with Biosorption Activated Media installed within existing detention pond system to remove nitrogen from baseflow. | Biosorption Activated Media (BAM) | Completed | Not provided | 2019 | TBD | TBD | B | 170 | 125000 | 2500 | Legislative Funds | Legislative Funds - $35,000 | LP0511A | TBD | 28.20805 | -80.67363
4452 | NIRL | Brevard County | SOIRL | BC-094 | Johns Rd Pond BAM - BB#62 (Actually located in 51) | Adding a media to remove nitrogen by denitrification. The media will be added to the side slope of the pond or the bottom of the swale. | Biosorption Activated Media (BAM) | Completed | 2017 | 2020 | TBD | TBD | A | 230 | 172000 | Not provided | LF/ SOIRL | LF - $58,030/ SOIRL - $23,030 | N/A | TBD | 28.75624 | -80.8612
4453 | NIRL | Brevard County | SOIRL | BC-095 | Burkholm Rd BAM - BB#100 | Adding a media to remove nitrogen by denitrification. The media will be added to the side slope of the pond or the bottom of the swale. | Biosorption Activated Media (BAM) | Completed | 2017 | 2020 | TBD | TBD | A | 296 | 161000 | Not provided | LF/ SOIRL | $99,390 | N/A | TBD | 28.72321 | -80.84407
4599 | STLU | Town of Sewall's Point | TBD | SP-36 | South Sewall's Point Road - Phase 4 | Installation of exfiltration system/baffle boxes and STA. | BMP Treatment Train | Planned | Not provided | TBD | TBD | TBD | Primary BMAP Area | TBD | TBD | N/A | Town | TBD | TBD | Not provided | Incompatible Point | Incompatible Point
4577 | SILV | Marion County Utilities | TBD | S183 | Silver Springs Shores Reuse to Lake Diamond Golf Club | Pump automation and soil moisture sensors with telemetry. | WWTF Diversion to Reuse | Underway | Not provided | TBD | TBD | N/A | Silver Springs PFA | N/A | TBD | TBD | TBD - SJRWMD/ DEP/ MCU CIP Funds | TBD | Not provided | Not provided | TBD | TBD
4578 | SILV | Marion County Utilities | TBD | S184 | Silver Springs Shores Reuse to Spruce Creek Golf & Country Club HOA | Connect the Spruce Creek Golf & Country Club HOA irrigation system to the existing Marion County reclaim water infrastructure. | WWTF Diversion to Reuse | Underway | Not provided | 2021 | TBD | N/A | Silver Springs Basin | N/A | TBD | TBD | TBD - SJRWMD/ DEP/ MCU CIP Funds | TBD | Not provided | Not provided | TBD | TBD
4579 | SILV | Marion County Utilities | CDBG | S185 | Silver Springs Shores Block Group 3 Water and Sewer | Install new infrastructure within part of Block Group 3 (Tract 001204) in Silver Springs Shores. The project will include the survey, design, and construction of a gravity wastewater collection system, lift station, and a potable water system. | Wastewater Service Area Expansion | Underway | Not provided | 2023 | TBD | N/A | Silver Springs PFA | N/A | 2141122 | TBD | CDBG | TBD | Not provided | Not provided | TBD | TBD
4580 | SILV | Marion County Utilities | DEP | S186 | Countywide OSTDS Feasibility Study | Study will analyze the feasibility of septic to sewer projects throughout the entire County of Marion. | Study | Underway | Not provided | 2021 | N/A | N/A | Rainbow Springs Basin/ Silver Springs Basin | N/A | 500000 | N/A | DEP | $500,000 | TBD | Not provided | TBD | TBD
4581 | SILV | Marion County Utilities | TBD | S187 | US27/NW 70th Ave Septic to Sewer | Connect existing shopping plaza on the southeast side of the intersection to MCU centralized sewer system. Plaza currently has a septic system which will be abandoned once connection is made. Flows will go to NWRWWTF which will treat to AWT. | OSTDS Phase Out | Planned | Not provided | 2021 | 382 | N/A | Rainbow Springs Basin | N/A | 558972 | TBD | TBD - SJRWMD/ DEP/ Third Party Funds | TBD | Not provided | Not provided | TBD | TBD
4582 | SILV | Marion County Utilities | DEP | S188 | Florida Horse Park and Anthony's Pizza Connection to Central Sewer | Coordinate with Florida Horse Park and Anthony's Pizza to abandon their septic systems and connect to Marion County central sewer. Includes installation of lift station, forcemain, and cap charges. | OSTDS Phase Out | Underway | Not provided | 2020 | TBD | N/A | Silver Springs Basin | N/A | 1296552.69 | TBD | DEP | $1,296,553 | NS046 | Not provided | TBD | TBD
4583 | SILV | Marion County Utilities | TBD | S189 | Oak Bend/I-75 Water Quality Improvement Project | Coordinate with FDOT and Equity Lifestyles Properties to decommission their package plants and connect to Marion County central sewer. Includes installation of lift station and forcemains. Will allow addition of OSTDS in future. | Decommission/ Abandonment | Planned | N/A | 2021 | 766 | N/A | Silver Springs Basin | N/A | 3103068 | TBD | TBD - SJRWMD/ SWFWMD/ DEP/ Third Party Funds | TBD | Not provided | Not provided | Not provided | Not provided
4584 | SILV | SJRWMD | Black Bear Ranch | S190 | Irrigation Conversion | Convert from overhead to micro-jet irrigation system. | Agricultural BMPs | Completed | 2015 | 2016 | 204.5 | 44 | Silver Springs Basin | 57 | 229590 | Not provided | Black Bear Ranch/ SJRWMD | Black Bear Ranch - $22,959/ SJRWMD - $206,631 | N/A | 28331 | 29.000877 | -81.865625
4585 | SILV | SJRWMD | Kenneth MacKay | S191 | Pump Automation | Pump automation and soil moisture sensors with telemetry. | Agricultural BMPs | Completed | 2018 | 2019 | 96 | 52 | Silver Springs Basin | 65 | 39981 | Not provided | Kenneth MacKay/ SJRWMD/ DEP | Kenneth MacKay - $13,554/ SJRWMD - $13,214/ DEP - $13,214 | LP42119 | 33093 | 28.967391 | -81.87186
4586 | SILV | City of Ocala | DEP | S192 | Wetland Groundwater Recharge Park Education | This is the education efforts specifically for the Wetland Park Project. This project will include an education location at the park facility. The focus is on kinesthetic learning about the purpose of the park and incite behavior modifications. | Enhanced Public Education | Ongoing | Not provided | N/A | TBD | TBD | Silver Springs PFA | N/A | 500000 | TBD | DEP 319 Education | $319,208 | NF031 | Not provided | 29.211733 | -82.162313
4587 | SILV | City of Ocala | N/A | S193 | OSTDS Abandonment and Connection to City Sewer NW 35th Street | This project is set to remove 52 OSTDS from properties located along NW 35th St. in Ocala between NE Jacksonville Rd and N. Pine Ave. | OSTDS Phase Out | Underway | Not provided | 2023 | 745.8 | N/A | Silver Springs PFA | N/A | TBD | TBD | City of Ocala | N/A | N/A | Not provided | Not provided | Not provided
4588 | SILV | City of Ocala | N/A | S194 | OSTDS Abandonment and Connection to City Sewer SW 25th Avenue | This project is set to remove approx. 50 OSTDS from properties located along SW 25th Ave in Ocala between SW 16th St and SW 16th Pl. | OSTDS Phase Out | Planned | Not provided | 2025 | 717 | N/A | Silver Springs PFA | N/A | TBD | TBD | City of Ocala | N/A | N/A | Not provided | Not provided | Not provided
4603 | WEKR | City of Altamonte Springs | Altamonte Springs/ FDOT/ SJRWMD/ DEP/ Apopka | AS-23 | Altamonte Springs- FDOT Integrated Reuse and Stormwater Treatment (A-FIRST) | Collection, treatment, and reuse of stormwater from Cranes Roost Basin (including I4 widening) and eliminating two direct wastewater discharge points to Little Wekiva River. | Stormwater Reuse | Completed | 2016 | 2016 | 20107.2888 | 7582.1909 | Outside Springshed | 1931 | 12500000 | 750000 | DEP/ FDOT/ SJRWMD/ Altamonte Springs | DEP - $1,500,000/ FDOT - $4,500,000/ SJRWMD - $3,500,000/ Altamonte Springs - $3,000,000 | S0651 | Not provided | Not provided | Not provided
4604 | WEKR | FDOT District 5 | N/A | FDOT-12 | FM: 238275-2/238275-3 | SR 46/US 441 from W. of US 441 to E. of Pond Rd. - Wekiva Parkway 3B / SR 46 from E. of Pond Rd. to E. of Round Lake Rd. (Wekiva Parkway Section 3A). | On-line Retention BMPs | Underway | 2017 | 2020 | 11.2 | 1.5 | Outside Springshed | 99.191 | Not provided | Not provided | Florida Legislature | Not provided | N/A | Not provided | 28.81196 | -81.5083
4605 | WEKR | FDOT District 5 | N/A | FDOT-13 | FM: 238275-7 | W. of Old McDonald Rd. to E. of Wekiva River Rd. - New Road Construction (Wekiva Parkway Section 6). | On-line Retention BMPs | Underway | 2017 | 2021 | 22.5 | 10.5 | Outside Springshed | 28.1 | Not provided | Not provided | Florida Legislature | Not provided | N/A | Not provided | 28.81186 | -81.50471
4606 | WEKR | FDOT District 5 | N/A | FDOT-14 | FM: 238275-8-52-01 | CR 46A Realignment from SR 46 to N. of Arundel Way - New Road Construction (Wekiva Parkway Section 5). | On-line Retention BMPs | Underway | 2017 | 2020 | 5.5 | N/A | Outside Springshed | 280.45 | Not provided | Not provided | Florida Legislature | Not provided | N/A | Not provided | Not provided | Not provided
5303 | JESU | City of Winter Springs | N/A | WS-14 | Citywide Sanitary Sewer Line Inspection Program | CCTV inspections, cleaning, smoke testing, inspections. | Sanitary Sewer Inspections | Ongoing | 1993 | N/A | N/A | N/A | N/A | 6244 | 30000 | 30000 | City of Winter Springs | $30,000 | N/A | N/A | 28.6989 | -81.3081
5304 | JESU | City of Winter Springs | N/A | WS-15 | Citywide Sanitary Sewer Relining Program | Relining of sanitary sewer lines, as needed. | Sanitary Sewer and Wastewater Treatment Facility (WWTF) Maintenance | Ongoing | 1993 | N/A | N/A | N/A | N/A | 6244 | 250000 | 250000 | City of Winter Springs | $250,000 | N/A | N/A | 28.6989 | -81.3081
5305 | JESU | City of Winter Springs | N/A | WS-16 | East Water Reclamation Facilities Improvements | Structural Improvements to a WWTF. | WWTF Upgrade | Underway | 2020 | 2021 | TBD | TBD | N/A | N/A | 1449200 | 25000 | City of Winter Springs | $1,449,200 | N/A | N/A | 28.675 | -81.2427777777778
5306 | JESU | City of Winter Springs | N/A | WS-17 | West Water Reclamation Facilities Improvements | Structural Improvements to a WWTF. | WWTF Upgrade | Underway | 2020 | 2021 | TBD | TBD | N/A | N/A | 1334600 | 25000 | City of Winter Springs | $1,334,600 | N/A | N/A | 28.7052777777778 | -81.32
5307 | JESU | City of Winter Springs | N/A | WS-18 | Citywide Weed Control Program | Weed Control activities to Lake Audubon and ninety stormwater ponds. | Exotic Vegetation Removal | Ongoing | 2007 | N/A | N/A | N/A | N/A | N/A | 39650 | 39650 | City of Winter Springs | $39,650 | N/A | N/A | 28.6989 | -81.3081
5308 | JESU | City of Winter Springs | N/A | WS-19 | Citywide Pond Restoration Program | Dredging of stormwater ponds throughout the City. | Stormwater System Rehabilitation | Ongoing | 2008 | N/A | N/A | N/A | N/A | N/A | 25000 | 25000 | City of Winter Springs | $25,000 | N/A | N/A | 28.6989 | -81.3081
5309 | JESU | City of Winter Springs | N/A | WS-20 | Citywide BMP Cleanout Program | BMP clean out activities, including drainage inlets, ditches, swales, storm pipes. 97 cubic feet of material collected. | BMP Cleanout | Ongoing | 2013 | N/A | 1 | 0 | N/A | 9594 | 50000 | 50000 | City of Winter Springs | $50,000 | N/A | N/A | 28.6989 | -81.3081
5310 | JESU | City of Winter Springs | N/A | WS-21 | Citywide Stormwater Pipe Relining | Relining of stormwater pipe lines, as needed. | Stormwater System Rehabilitation | Completed | 2009 | 2020 | N/A | N/A | N/A | 9594 | 65000 | 65000 | City of Winter Springs | $65,000 | N/A | N/A | 28.6989 | -81.3081
5311 | JESU | City of Winter Springs | N/A | WS-22 | Citywide Stormwater Pipe Relining | Stormwater system repairs, outfalls, stormwater pipes, structure rehabilitation. | Stormwater System Rehabilitation | Completed | 2011 | 2020 | N/A | N/A | N/A | 9594 | 40000 | 40000 | City of Winter Springs | $40,000 | N/A | N/A | 28.6989 | -81.3081
5328 | LSJM | CCUA Aggregate | SJRWMD | CCUA-09 | Saratoga Spring Reclaimed Water Pumping Facility | Project to construct a reclaimed water storage and pumping facility to expand CCUA's reclaimed water service area and reduce nutrient discharge to the St. Johns River. | WWTF Diversion to Reuse | Planned | 2021 | 2022 | TBD | N/A | Marine | N/A | Not provided | N/A | Not provided | Not provided | N/A | 35865 | 30.03313193 | -81.76773054
5329 | LSJM | City of Jacksonville Beach WWTF | N/A | JB-06 | Penman Road Sewer Main Extension Project | Expand sanitary sewer system and abandon 5 residential septic tanks along Penman Road. | OSTDS Phase Out | Planned | Not provided | 2021 | 150 | N/A | Marine | N/A | 150000 | 400 | COJB | TBD | N/A | Not provided | 30.29866 | -81.40635
4473 | OKLA | City of Apopka | N/A | APOPKA05 | Fertilizer Reduction | City has adopted the Orange County Fertilizer Ordinance. City Grounds Department only fertilizes twice a year instead of quarterly on all city-owned and maintained (not recreational nor sports arena) landscapes. | Fertilizer Reduction | Completed | 2018 | 2018 | N/A | TBD | Marshall Lake Basin | 8 | N/A | TBD | City of Apopka General Fund | N/A | N/A | Not provided | 28.678337 | -81.548375
4474 | OKLA | SJRWMD | Lake Jem Farms | BCL04 | Irrigation Conversion | Convert from seepage to center pivot on sod. | Agricultural BMPs | Completed | 2017 | 2018 | 44.7 | 4.8 | Lake Beauclair Basin | 42 | 260192 | Not provided | SJRWMD | $194,109 | N/A | 30026 | 28.730845 | -81.684246
4475 | OKLA | SJRWMD | Lake Jem Farms | BCL05 | Irrigation Conversion | Convert from seepage to center pivot on sod. | Agricultural BMPs | Completed | 2015 | 2016 | 824.7 | 90.6 | Lake Beauclair Basin | 116 | 187796 | Not provided | SJRWMD | $169,016 | N/A | 28321 | 28.7309190000001 | -81.670225
4476 | OKLA | City of Eustis | N/A | EUSTIS05 | Sewer Line Replacement North (Park Ave 151') South (Ruleme St Alley 600') | Project will replace all damaged sewer lines removing TN seepage upstream from Lake Eustis. | Sanitary Sewer and Wastewater Treatment Facility (WWTF) Maintenance | Completed | Not provided | 2018 | N/A | N/A | Lake Eustis Basin | N/A | 68200 | N/A | City of Eustis | Not provided | N/A | Not provided | Not provided | Not provided
4477 | OKLA | City of Eustis | N/A | EUSTIS06 | Sewer Line Replacement North (Pendleton Ave 1097', N Eustis 780', Herrick Ave 311', Wilt Ave 716') South (Chelsey Ave 500', E. Banger Ave 350', Ruleme St 500') | Project will replace all damaged sewer lines on North (Pendleton Ave 1097', N Eustis 780', Herrick Ave 311', Wilt Ave 716') and South (Chelsey Ave 500', E. Banger Ave 350', Ruleme St 500') removing TN seepage upstream from Lake Eustis. | Sanitary Sewer and Wastewater Treatment Facility (WWTF) Maintenance | Completed | 2019 | 2019 | N/A | N/A | Lake Eustis Basin | N/A | 280400 | N/A | City of Eustis | Not provided | N/A | Not provided | Not provided | Not provided
4478 | OKLA | City of Eustis | N/A | EUSTIS07 | Infiltration and Inflow (I&I) Study of the Lift Station 24 Collection System | Investigative review of the collection system connectivity upstream of Lift Station 24. Prepare a flow monitoring plan that covers the collection system for the purpose of evaluating infiltration and inflow (I/I) rates. | Study | Completed | 2019 | 2019 | N/A | N/A | Lake Eustis Basin | N/A | 38000 | N/A | City of Eustis | Not provided | N/A | Not provided | 28.8751 | -81.6831
4638 | WEKR | City of Altamonte Springs | N/A | AS-05 | Brantley Terrace Condo | Phase 3 of Lake Lotus Club, multifamily condominium development. | Stormwater System Upgrade | Completed | Prior to 2015 | 2002 | 0.75866 | Not provided | Inside Springshed | 15.1 | N/A | N/A | N/A | N/A | N/A | Not provided | 28.652916667 | -81.426555556
4639 | WEKR | City of Altamonte Springs | N/A | AS-09 | Gateway Clinic and Gateway Crossing Development | Stormwater management system with online dry retention/detention area, providing higher level of stormwater treatment as result of city ordinance. | Stormwater System Upgrade | Completed | Prior to 2015 | 2006 | 6.3728 | 11.1 | Inside Springshed | 34.1 | N/A | N/A | N/A | N/A | N/A | Not provided | 28.644836111 | -81.413363889
4491 | OKLA | SJRWMD | Cardno, Inc. | LAP54 | Lake Apopka Aquatic Habitat Restoration | SJRWMD Contract 33421 (Cardno, Inc) to plant floating wetland vegetation in Lake Apopka to help improve fishery by providing habitat, improve lake water quality, to reduce nutrient levels, stabilize bottom sediments and reduce total suspended solids. | Creating/ Enhancing Living Shoreline | Completed | 2018 | 2019 | N/A | N/A | Lake Apopka Basin | 17 | 200000 | 0 | FWC | $200,000 | N/A | Not provided | 28.6707124561345 | -81.656203208779
4492 | OKLA | SJRWMD | DEP/ Reiss Engineering | LAP55 | Lake Apopka North Shore Infrastructure Improvements | Design and construct improvements to the north shore infrastructure to allow the storage of more water on the north shore and reduce the discharge of nutrients to Lake Apopka. | Impoundment | Underway | 2019 | 2020 | 3546 | 143 | Lake Apopka Basin | 2000 | 2490000 | 50000 | FWC/ DEP | $2,490,000 | N/A | Not provided | 28.6978700005627 | -81.6200199999826
4493 | OKLA | SJRWMD | DEP | LAP56 | Lake Apopka Interconnect Across Lake Level Canal | Design and construct infrastructure to move water between the Duda and Zellwood portions of the Lake Apopka North Shore to better manage water and reduce the nutrient load to Lake Apopka. | Impoundment | Underway | 2020 | 2021 | 2857 | 115 | Lake Apopka Basin | 2500 | 1575000 | 50000 | DEP | $1,575,000 | N/A | Not provided | 28.6940212887786 | -81.634210383586
4494 | OKLA | SJRWMD | DEP | LAP57 | Lake Apopka Duda Property Water Storage Improvements | Improve roads and berms and add additional internal water management capabilities within Duda to better manage water and retain phosphorous on the Lake Apopka North Shore. | Impoundment | Underway | Not provided | 2021 | 9670 | 390 | Lake Apopka Basin | 2500 | 2650000 | 132500 | DEP | $2,650,000 | N/A | Not provided | 28.6885554902397 | -81.6541695694641
4495 | OKLA | SJRWMD | DEP | LAP58 | Lake Apopka Innovative TP Removal | The project will utilize an innovative treatment technology, and the SJRWMD will pay a pre-negotiated rate for each pound of TP removed from Lake Apopka's water column. | Study | Underway | Not provided | 2021 | N/A | 5000 | Lake Apopka Basin | 31000 | 1160000 | 0 | DEP | $1,160,000 | N/A | Not provided | 28.6239400005597 | -81.6280199999908
4505 | OKLA | SJRWMD | Cherrylake Inc. | PAL33 | Pressure regulation | Update valves and improve pressure regulation on containerized nursery. | Agricultural BMPs | Completed | 2018 | 2019 | 209 | 59 | Palatlakaha River Basin | 1102 | 124778 | Not provided | Cherrylake Inc./ SJRWMD | Cherrylake Inc. - $31,194/ SJRWMD - $93,584 | N/A | 33683 | 28.592891 | -81.838671
4506 | OKLA | SJRWMD | William C. Davis | PAL34 | Irrigation Conversion | Irrigation retrofit on citrus. | Agricultural BMPs | Completed | 2018 | 2018 | 87 | 19.2 | Palatlakaha River Basin | 20 | 25275 | Not provided | William C. Davis/ SJRWMD | William C. Davis - $6,319/ SJRWMD - $18,956 | N/A | 32544 | 28.390963 | -81.710614
4507 | OKLA | SJRWMD | Lake Jem Farms | TROUT12 | Precision agriculture | Variable rate fertilizer applicator and weather stations. | Agricultural BMPs | Completed | 2018 | 2018 | 1006.5 | 108.9 | Trout Lake Basin | 500 | 140374 | Not provided | Lake Jem Farms/ SJRWMD | Lake Jem Farms - $35,093/ SJRWMD - $105.281 | N/A | 32545 | 28.884305 | -81.671744
4508 | OKLA | City of Umatilla | LCWA | TROUT11 | Rose Street Baffle Box | Baffle boxes-second generation with media. | Baffle Boxes- Second Generation with Media | Completed | 2018 | 2018 | TBD | 10 | Trout Lake Basin | 14.8 | 150000 | 200 | LCWA | $150,000 | N/A | Not provided | 28.9239159338987 | -81.6681738053828
4542 | ORCR | ACEPD | City of Gainesville - Wild Spaces Public Places | SWT37 | Sweetwater Preserve Trailhead Retrofit | Orange Creek Basin. This project will retrofit the existing parking area for the Sweetwater Preserve Trailhead with Low Impact Design (LID) stormwater best management practices (BMPs). | BMP Treatment Train | Planned | 2021 | 2021 | 4 | 1 | Orange Creek Basin | 1.5 | 390000 | N/A | Alachua County Stormwater Assessment | $390,000 | N/A | Not provided | 29.6289714919884 | -82.3210251643282
4610 | WEKR | Orange County | N/A | OC-54 | Lake Tilden Hydrological and Nutrient Assessment | Data and information from the assessmet can be used by stakeholders to refine TMDL, provide allocation information within the watershed, and identify potential BMP effectiveness. Feasibility Study will evaluate selected BMPs for implementability. | Study | Completed | 2018 | 2019 | N/A | N/A | Inside Springshed | N/A | 242579.21 | N/A | CIP - OC BCC | N/A | N/A | N/A | 28.520288 | -81.593142
4618 | WEKR | City of Apopka | Not provided | A-06 | Kelly Park Rd. at Rock Springs (Orange County Park) | Expand Rock Springs Rd. and Kelly Park Rd. collection system, allowing city to connect Orange County’s Kelly Park recreation area to city's collection system and abandon septic. | OSTDS Phase Out | Completed | Not provided | 2010 | 281.8587 | 213 | Inside Springshed | N/A | Not provided | Not provided | Not provided | Not provided | Not provided | Not provided | 28.757504 | -81.504821
4619 | WEKR | City of Apopka | Not provided | A-07 | Kelly Park Rd. 8-inch Force Main | Install 1,250 feet of 8-inch force main along east end of Kelly Park Rd.; allows Orange County's Kelly Park to connect to city collection system and abandon septic; also allows for future septic connections near Wekiwa and Rock Springs area. | Wastewater Service Area Expansion | Completed | Not provided | 2009 | N/A | N/A | Inside Springshed | N/A | Not provided | Not provided | Not provided | Not provided | Not provided | Not provided | 28.757414 | -81.509720
4620 | WEKR | City of Apopka | Not provided | A-08 | U.S. Highway 441 Force Main Extension | Extend city wastewater collection system by installing 12,236 feet of 12-inch force main to Jones Ave., making connections to Zellwin Farms and Zellwood Elementary School), and providing availability for future connections in area. | Wastewater Service Area Expansion | Completed | Not provided | 2007 | N/A | N/A | Inside Springshed | N/A | Not provided | Not provided | Not provided | Not provided | Not provided | Not provided | 28.730856 | -81.605339
4621 | WEKR | City of Apopka | Not provided | A-09 | Yothers Rd. and Zellwood Station | City installed 5,375 feet of 10-inch force main and lift station that allowed Zellwood Mobile Home Park to decommission its package WWTF and effluent percolation pond, reducing effluent load to basin. | Decommission/ Abandonment | Completed | Not provided | 2006 | 13423.7926 | 5825 | Inside Springshed | N/A | Not provided | Not provided | Not provided | Not provided | Not provided | Not provided | 28.719307 | -81.573051
4622 | WEKR | City of Apopka | Not provided | A-11 | Northwest Reclaimed/ Stormwater Storage Pond | Constructed 120-million-gallon (MG) lined reclaimed storage pond; pond also collects stormwater from 300-acre northwest recreation facility that is filtered and distributed for irrigation; this will also reduce ground water withdrawal. | Stormwater Reuse | Completed | Not provided | 2007 | Not provided | Not provided | Inside Springshed | N/A | 750000 | Not provided | Not provided | Not provided | Not provided | Not provided | 28.737948 | -81.546540
4623 | WEKR | City of Apopka | Not provided | A-12 | Northwest Reclaimed/ Stormwater Storage Pond B | Construction of 21-MG lined reclaimed storage pond; pond also collects stormwater from 300-acre northwest recreation facility that is filtered and distributed for irrigation; this will also reduce ground water withdrawal. | Stormwater Reuse | Completed | Not provided | 2016 | Not provided | Not provided | Inside Springshed | N/A | 1587000 | Not provided | Not provided | Not provided | Not provided | Not provided | 28.737948 | -81.546540
4624 | WEKR | City of Apopka | Not provided | A-13 | Northwest Reclaimed/ Stormwater Storage Pond C | Construction of 68-MG lined reclaimed storage pond; pond also collects stormwater from 300-acre northwest recreation facility that is filtered and distributed for irrigation; this will also reduce ground water withdrawal. | Stormwater Reuse | Underway | Not provided | 2018 | Not provided | Not provided | Inside Springshed | N/A | 1380000 | Not provided | Not provided | Not provided | Not provided | Not provided | 28.737948 | -81.546540
5521 | WAKU | Leon County | DEP | LC-034 | Water & You, Clean Water Campaign | Expand nonpoint source pollution reduction education to the unincorporated areas of Leon County. | Enhanced Public Education | Underway | 2016 | 2021 | N/A | N/A | Inside Springshed | N/A | 100000 | N/A | DEP/ Leon County | DEP - $60,000/ Leon County $40,000 | NF029 | Not provided | 30.471396 | -84.265821
5522 | WAKU | Wakulla County | NWFWMD | WC-029 | Wakulla Gardens Sewer - Phase III | Installation of central sewer and proper abandonment of +/- 200 existing septic tanks. | OSTDS Phase Out | Underway | 2020 | 2022 | 2258 | N/A | PFA2 | 90.5 | 5726604 | 10000 | Springs Funding/ Local Funding | N/A | N/A | Not provided | 30.181719 | -84.304819
5523 | WAKU | Wakulla County | NWFWMD | WC-030 | Wakulla Gardens Sewer - Phase IV | Installation of central sewer and proper abandonment of +/- 202 existing septic tanks. | OSTDS Phase Out | Planned | Not provided | 2024 | 2280 | N/A | PFA2 | 97.4 | 6960606 | 10000 | TBD | N/A | N/A | Not provided | 30.171692 | -84.296769
5524 | WEKR | City of Altamonte Springs | Seminole County | AS-33 | Lake Orienta Monitoring and Assessment | City contracted with consultants to determine phosphorus and nitrogen loadings to Lake Orienta. | Study | Completed | 2019 | 2019 | N/A | N/A | Inside Springshed | N/A | 91462.6 | N/A | Altamonte Spring/ FDOT | Altamonte Springs - $91,463 | N/A | Not provided | Not provided | Not provided
5525 | WEKR | City of Maitland | N/A | M-03 | Citywide Sanitary Sewer Inspection Program | CCTV inspections, cleaning, smoke testing, inspections. | Sanitary Sewer Inspections | Ongoing | 2006 | N/A | N/A | N/A | Inside Springshed | N/A | 10000 | 10000 | City of Maitland | $10,000 | N/A | Not provided | Not provided | Not provided
5535 | WEKR | City of Orlando | N/A | ORL-33a | BMP Cleanout | 4,523 cubic feet per year of material collected from stormlines and BMP structures. | BMP Cleanout | Ongoing | N/A | N/A | 1.2354 | N/A | Inside Springshed | N/A | Not provided | Not provided | City of Orlando | Not provided | N/A | Not provided | Not provided | Not provided
5536 | WEKR | Lake County | DEP | LC-14 | Nutrient Pollution Awareness Campaing | Paid TV, Radio and Social Media advertising campaign to educate citizens on nutrient pollution and benefits of fertilizer ordinance. First of three videos- https://youtu.be/IqFcIOEqwWs. | Education Efforts | Underway | 2019 | 2020 | Not provided | Not provided | Outside Springshed | N/A | 45000 | N/A | Lake County Stormwater MSTU | $45,000 | NFO46 | Not provided | 28.81778 | -81.548967
5537 | WEKR | Orange County | N/A | OC-51a | Lake Gandy BMP Treatment Train Feasibility Study | Design BMP treatment train feasibility assessment. | Study | Completed | 2017 | 2017 | N/A | N/A | Inside Springshed | N/A | 89850 | N/A | CIP - OC BCC | Not provided | N/A | N/A | 28.56593 | -81.43856
4687 | WEKR | City of Ocoee | N/A | O-26 | Arden Park North Phase 2 | 310-acre site with construction of seven dry retention ponds. Runoff from the site will be conveyed to the master system for the required treatment volume and attenuation and discharge the same as in the pre-development condition. | On-line Retention BMPs | Completed | Not provided | 2016 | N/A | N/A | Inside Springshed | 310 | Not provided | Not provided | Not provided | Not provided | N/A | Not provided | 28.610834 | -81.52142
4688 | WEKR | City of Ocoee | N/A | O-27 | McCormick Reserve | Project consists of residential roadway, stormsewer system, and one dry retention pond. Runoff from the site will be conveyed to the dry retention pond for the required treatment volume and attenuation and discharge to meet predevelopment conditions. | On-line Retention BMPs | Completed | Not provided | 2016 | N/A | N/A | Inside Springshed | 38.1 | Not provided | Not provided | Not provided | Not provided | N/A | Not provided | 28.620054 | -81.522134
4689 | WEKR | City of Ocoee | N/A | O-28 | Forest Lake Estates | Ocoee Pines is a proposed single family development that will consist of approximately 278 single-family homes located in the City of Ocoee consisting of expansion to the existing pond previously permitted under ERP 40-095-70576-6. | Stormwater System Rehabilitation | Completed | Not provided | 2016 | N/A | N/A | Inside Springshed | 97.7 | Not provided | Not provided | Not provided | Not provided | N/A | Not provided | 28.610446 | -81.521569
4690 | WEKR | City of Ocoee | N/A | O-29 | Spring Lake Reserve | The proposed project is a single-family subdivision, and the system includes 79 single-family lots, roads storm sewer system, and three dry retention ponds (two interconnected). The project is located within Wekiva River Hydrologic Basin. | On-line Retention BMPs | Completed | Not provided | 2016 | N/A | N/A | Inside Springshed | 17.4 | Not provided | Not provided | Not provided | Not provided | N/A | Not provided | 28.584546 | -81.518165
4691 | WEKR | City of Ocoee | N/A | O-30 | Flewelling Avenue Stormwater Treatment System Project | The proposed modification consists of retrofitting a 113 acre watershed with a second generation baffle box. | Baffle Boxes- Second Generation | Completed | 2018 | 2018 | 29.1 | 9.7 | Inside Springshed | 113.7 | 340000 | TBD | City of Ocoee Stormwater Utility Fund | Not provided | N/A | Not provided | 28.580978 | -81.524289
4692 | WEKR | City of Ocoee | N/A | O-31 | City of Ocoee LDC Chapter 176, Ordinance 2020-016 Fertilizer Managament, Grass Clippings and Vegetation Material/Debris and Pet Waste | Fertilizer ordinance, pet waste ordinance, landscape ordinance, irrigation ordinances, FYN, and public education. Covered by Orange County. | Regulations, Ordinances, and Guidelines | Ongoing | Not provided | N/A | 1619.9373 | N/A | Inside Springshed | N/A | N/A | N/A | N/A | N/A | N/A | Not provided | 28.579569 | -81.533252
4719 | WEKR | Orange County | Not provided | OC-14 | Tree Planting at Elba Way/Riverside Park | Project will reduce temperature of water and improve SCI. | Creating/ Enhancing Living Shoreline | Completed | 2009 | 2009 | N/A | N/A | Inside Springshed | N/A | 55000 | Not provided | Not provided | Not provided | Not provided | N/A | 28.628071 | -81.417191
4733 | WEKR | Orange County | Not provided | OC-33 | Alternative Surface Program – Group IIIB Projects | Pave 61.53-acre dirt roads; treatment with open swales and ditch blocks. | Grass swales with swale blocks or raised culverts | Completed | Prior to 2015 | Prior to 2015 | 86.9428 | 485 | Inside Springshed | Not provided | Not provided | Not provided | Not provided | Not provided | Not provided | N/A | Not provided | Not provided
4734 | WEKR | Orange County | Not provided | OC-34 | Boxwood Dr. and Bull Run Rd. | Pave 0.9-acre dirt road; treatment with open swales and ditch blocks. | Grass swales with swale blocks or raised culverts | Completed | Prior to 2015 | Prior to 2015 | 1.2139 | 7.1 | Inside Springshed | Not provided | Not provided | Not provided | Not provided | Not provided | Not provided | N/A | 28.657843 | -81.486762
4735 | WEKR | Orange County | Not provided | OC-35 | Hereford Rd., Highland St., and Holly St. | Pave 1.5-acre dirt road; treatment with open swales and ditch blocks. | Grass swales with swale blocks or raised culverts | Completed | Prior to 2015 | Prior to 2015 | 2.1243 | 11.8 | Inside Springshed | Not provided | Not provided | Not provided | Not provided | Not provided | Not provided | N/A | 28.761553 | -81.512362
4736 | WEKR | Orange County | Not provided | OC-36 | Street Sweeping | Streets are swept every six weeks; 481,128 pounds of material removed per year. | Street Sweeping | Ongoing | Not provided | N/A | 28.5409 | 120.6 | Inside Springshed | Not provided | Not provided | Not provided | Not provided | Not provided | N/A | N/A | 28.590992 | -81.444064
4737 | WEKR | Orange County | Not provided | OC-37 | Lake Gandy Hydrologic and Nutrient Study | Study to evaluate hydrologic conditions and nutrient loadings to Lake Gandy. | Study | Completed | 2012 | 2012 | N/A | N/A | Inside Springshed | N/A | 150000 | N/A | OC BCC | Not provided | N/A | N/A | 28.62654 | -81.43281
4738 | WEKR | Orange County | Not provided | OC-39 | Force Main/Gravity Replacement | New force mains to prevent leakage; All American Blvd. from Clarcona Ocoee to Kennedy; Avalon Rd. to Hiawassee Rd.; Clarcona Ocoee Rd. from Ingram to Clarke; Indian Hill Rd. to PS #3411; North Pine Hills Rd. at Indian Hill Rd. and Clarcona Ocoee Rd | Sanitary Sewer and Wastewater Treatment Facility (WWTF) Maintenance | Underway | 2023 | 2024 | N/A | N/A | Inside Springshed | N/A | 10494000 | Not provided | Not provided | Not provided | Not provided | N/A | 28.559319 | -81.435516
5068 | WEEK | Management Strategies | TBD | WU-01 | Wastewater Treatment Facility Reduction Credits | Achieved by WWTF policy if implemented BMAP-wide, achieving 3 or 6 mg/L. | WWTF Upgrade | Planned | TBD | TBD | 33058 | N/A | Basinwide | TBD | TBD | TBD | TBD | TBD | TBD | Not provided | N/A | N/A
4807 | WEKR | Seminole County | Altamonte/ Casselberry/ Lake Mary/ Longwood/ Oviedo | SC-54a | Seminole County Ordinance and Education Credits | Additional credits from Seminole County ordinance outside of standard 6 % because the ordinance is more restrictive than the state model. | Regulations, Ordinances, and Guidelines | Ongoing | 2017 | N/A | TBD | N/A | Inside Springshed | 14267 | 150000 | 65000 | City Partners/ County/ DEP | City - $28,000/ County - $37,000/ DEP - $100,000 | N/A | N/A | 28.676245 | -81.421739
4808 | WEKR | Seminole County | TBD | SC-55 | Spring Lake Baffle Box | Retrofit existing inlet as a pollutant removal structure. | Baffle Boxes- Second Generation | Planned | TBD | TBD | 3.6 | TBD | Inside Springshed | 57.2 | 200000 | TBD | TBD | TBD | TBD | N/A | 28.650249 | -81.395716
4809 | WEKR | Seminole County | TBD | SC-56 | Spring Lake Outfall Canal Excavation | Excavate and recontour outfall canal to remove existing acumulations of organic muck and vegetation debris. | Muck Removal/Restoration Dredging | Planned | TBD | TBD | TBD | TBD | Inside Springshed | 0.5 | 687300 | N/A | TBD | TBD | N/A | N/A | 28.652488 | -81.400505
4810 | WEKR | Seminole County | N/A | SC-57 | Spring Lake Hills Outfall Weir Rehab | Rehab the weir in the Spring Lake Hills wetland to maximize retention time. | Control Structure | Completed | 2016 | 2016 | TBD | TBD | Inside Springshed | 530.8 | 1400 | TBD | N/A | N/A | N/A | N/A | 28.645152 | -81.396817
4811 | WEKR | Seminole County | N/A | SC-58 | Hibiscus Lane Baffle Box | Construct baffle box system to provide water quality treatment for portions of drainage basin entering Bear Lake | Baffle Boxes- Second Generation with Media | Planned | 2021 | 2022 | TBD | TBD | Inside Springshed | 45 | 225000 | TBD | N/A | N/A | N/A | N/A | 28.658481 | -81.455898
4812 | WEKR | Utilities, Inc. of Florida | Not provided | SUC-02 | Wekiva WWTF Rehab | Improved treatment process that results in increased reliability and consistency in producing reuse quality effluent. | WWTF Diversion to Reuse | Underway | 2016 | 2018 | Not provided | Not provided | Inside Springshed | N/A | 1837324 | Not provided | Sanlando Utilities | N/A | N/A | Not provided | 28.697147222 | -81.433625
4813 | WEKR | Utilities, Inc. of Florida | Not provided | SUC-03 | Wekiva Filter Media Replacement | Improved treatment process that results in increased reliability and consistency in producing reuse quality effluent. | WWTF Diversion to Reuse | Completed | 2016 | 2016 | Not provided | Not provided | Inside Springshed | N/A | 85747 | Not provided | Sanlando Utilities | N/A | N/A | Not provided | 28.697147222 | -81.433625
4814 | WEKR | Utilities, Inc. of Florida | Not provided | SUC-04 | Shadow Hills WWTF Diversion | Shadow Hills WWTF is in secondary zone of Wekiva Protection Area, uses perc ponds for disposal. Project will divert all plant flow to Wekiva Hunt Club, treated to reuse standards, and thus reduce nutrient load on surficial aquifer. | WWTF Diversion to Reuse | Underway | 2016 | 2018 | Not provided | Not provided | Inside Springshed | N/A | 7781739 | Not provided | Sanlando Utilities | N/A | N/A | Not provided | 28.697147222 | -81.433625
4815 | WEKR | Turnpike Enterprise | N/A | TP-01 | Widen Turnpike, Beulah to State Road 50 | Roadway; three inches treated in dry retention; recovered in 72 hours. | On-line Retention BMPs | Completed | 2009 | 2016 | 61.7552 | 53.2 | Inside Springshed | 223 | 82632000 | 41855.06 | Turnpike Enterprise | $82,632,000 | N/A | N/A | 28.545217 | -81.611089
4865 | STLU | St. Lucie West Services District | SLWSD | SLWSD-02 | SLWSD Catch Basin Cleaning | Not provided. | Catch Basin Inserts/Inlet Filter Cleanout | Ongoing | Prior to 2013 | N/A | 84 | 52 | Primary BMAP Area | N/A | 185600 | 10450 | SLWSD | Not provided | N/A | Not provided | Not provided | Not provided
4866 | STLU | St. Lucie West Services District | DEP/ SLWSD | SLWSD-03 | SLWSD Water Management Improvement Project | Increase storage of existing wetland. | Wet Detention Pond | Completed | Not provided | 2016 | 1196.4057 | 695.1481 | Primary BMAP Area | 140 | 360704 | 8200 | DEP/ SLWSD | DEP - $159,658/ SLWSD - $201,046 | S0812 | Not provided | 27.306197412 | -80.375730336
4867 | STLU | St. Lucie West Services District | SLWSD | SLWSD-04 | Lake Harvey | Construction of 4.41-acre wetland area and 2.25-acre flow-way to enhance water quality, storage, and hydraulic connectivity in SLWSD Basin 4E. | Hydrologic Restoration | Completed | Not provided | 2017 | 726.106 | 269.4067 | Primary BMAP Area | 333 | 534000 | 15500 | SLWSD | Not provided | N/A | Not provided | 27.318931853 | -80.380667308
4868 | OKEE | Avon Park Air Force Range | N/A | AFR-01 | Cancellation of Cattle Lease | Land use change from agriculture to natural. | Land Use Change | Completed | N/A | 2018 | 1902.8 | 606.5 | Upper Kissimmee | 23996.3 | N/A | N/A | N/A | N/A | N/A | N/A | Not provided | Not provided
4869 | OKEE | Coordinating Agency | N/A | CA-16 | Sumica DWM | Dispersed water management. | Dispersed Water Management (DWM) | Completed | 2010 | Prior to 2014 | N/A | 37.4 | Upper Kissimmee | Not provided | Not provided | Not provided | Not provided | Not provided | N/A | N/A | 27.843284 | -81.375703
4870 | OKEE | Coordinating Agency | N/A | CA-17 | Alternative Water Supply Projects – Joe Hall, Raulerson & Sons Ranch | Stormwater recycling project. | Stormwater Reuse | Completed | Not provided | 2010 | N/A | 45.1 | Lower Kissimmee | Not provided | Not provided | Not provided | Not provided | Not provided | N/A | N/A | Not provided | Not provided
4871 | OKEE | Coordinating Agency | N/A | CA-18 | Alternative Water Supply Projects – David H. Williams Sod & Cattle | Stormwater irrigation project. | Stormwater Reuse | Completed | Not provided | 2010 | N/A | 20.5 | Lower Kissimmee | Not provided | Not provided | Not provided | Not provided | Not provided | N/A | N/A | Not provided | Not provided
4831 | CIRL | FDACS | Agricultural Producers | FDACS-02 | BMP Implementation and Verification | Enrollment and verification of BMPs by agricultural producers. Reductions based on SWIL - LET. Acres treated based on FDACS OAWP December 2020 Enrollment and FSAID VII. | Agricultural BMPs | Ongoing | N/A | N/A | 2634 | 341 | B | 2775.5758 | N/A | N/A | FDACS | TBD | N/A | N/A | Not provided | Not provided
4832 | CIRL | FDACS | Agricultural Producers | FDACS-03 | BMP Implementation and Verification | Enrollment and verification of BMPs by agricultural producers. Reductions based on SWIL - LET. Acres treated based on FDACS OAWP December 2020 Enrollment and FSAID VII. | Agricultural BMPs | Ongoing | N/A | N/A | 11305 | 1257 | SEB | 12858.0041 | N/A | N/A | FDACS | TBD | N/A | N/A | Not provided | Not provided
4833 | CIRL | FDACS | Agricultural Producers | FDACS-04 | BMP Implementation and Verification | Enrollment and verification of BMPs by agricultural producers. Reductions based on SWIL - LET. Acres treated based on FDACS OAWP December 2020 Enrollment and FSAID VII. | Agricultural BMPs | Ongoing | N/A | N/A | 1393 | 198 | SIRL | 2806.79 | N/A | N/A | FDACS | TBD | N/A | N/A | Not provided | Not provided
4834 | HAMO | FDACS | Agricultural Producers | FDACS-03e | BMP Implementation and Verification | Enrollment and verification of BMPs by agricultural producers. Reductions based on HSPF model. Acres treated based on FDACS OAWP December 2020 Enrollment and FSAID VII. | Agricultural BMPs | Ongoing | N/A | N/A | 6162 | 1021 | N/A | 5636 | N/A | N/A | FDACS | TBD | N/A | N/A | Not provided | Not provided
4835 | LSJT | FDACS | Agricultural Producers | FDACS-001 | BMP Implementation and Verification | Enrollment and verification of BMPs by agricultural producers. Acres treated based on FDACS OAWP December 2020 Enrollment and FSAID VII. | Agricultural BMPs | Ongoing | Not provided | N/A | N/A | N/A | N/A | 763 | N/A | N/A | FDACS | TBD | N/A | Not provided | Not provided | Not provided
4836 | MANA | FDACS | Agricultural Producers | FDACS-01 | BMP Implementation and Verification | Enrollment and verification of BMPs by agricultural producers. Acres treated based on FDACS OAWP December 2020 Enrollment and FSAID VII. | Agricultural BMPs | Ongoing | N/A | N/A | N/A | N/A | Manatee River Basin | 832.9112 | N/A | N/A | FDACS | TBD | N/A | Not provided | 27.416111 | -82.429885
4837 | NIRL | FDACS | Agricultural Producers | FDACS-03 | BMP Implementation and Verification | Enrollment and verification of BMPs by agricultural producers. Reductions based on SWIL - LET. Acres treated based on FDACS OAWP December 2020 Enrollment and FSAID VII. | Agricultural BMPs | Ongoing | N/A | N/A | 234 | 25 | A | 252 | N/A | N/A | FDACS | TBD | N/A | N/A | 28.797317 | -80.872959
4838 | NIRL | FDACS | Agricultural Producers | FDACS-04 | BMP Implementation and Verification | Enrollment and verification of BMPs by agricultural producers. Reductions based on SWIL - LET. Acres treated based on FDACS OAWP December 2020 Enrollment and FSAID VII. | Agricultural BMPs | Ongoing | N/A | N/A | 46 | 5 | B | 45 | N/A | N/A | FDACS | TBD | N/A | N/A | 28.433091 | -80.705616
4839 | ORCR | FDACS | Agricultural Producers | NUTRIENT10 | BMP Implementation and Verification | Enrollment and verification of BMPs by agricultural producers. Acres treated based on FDACS OAWP December 2019 Enrollment and FSAID VI. | Agricultural BMPs | Ongoing | N/A | N/A | N/A | N/A | Orange Creek Basin | 21441.1859 | N/A | N/A | FDACS | TBD | N/A | Not provided | Not provided | Not provided
5288 | JESU | City of Maitland | N/A | M-37 | Dommerich Estates Areawide Drainage Improvements (Evaluation and Assessment) | Stormwater retrofit and water quality BMPS to be considered including exfiltration trench installation, etc. | Study | Canceled | N/A | N/A | N/A | N/A | N/A | N/A | N/A | N/A | N/A | N/A | N/A | N/A | 28.6333333333333 | -81.3477777777778
5289 | JESU | City of Maitland | N/A | M-38 | Arapaho Trail Drainage Improvements - part of Dommerich Estates- (Construction) | Drainage improvements to eliminate localized flooding and improve drainage infrastructure. | Stormwater System Rehabilitation | Canceled | N/A | N/A | N/A | N/A | N/A | N/A | N/A | N/A | N/A | N/A | N/A | N/A | 28.6313888888889 | -81.3477777777778
5290 | JESU | City of Maitland | N/A | M-39 | Lake Nina Navigational Dredging and Invasive Species Removal | Project to remove exotic species and perform dredging. | Exotic Vegetation Removal | Canceled | N/A | N/A | N/A | N/A | N/A | N/A | N/A | N/A | N/A | N/A | N/A | N/A | 28.6244444444444 | -81.3594444444444
5291 | JESU | City of Maitland | N/A | M-40 | Dommerich Estates Areawide Drainage Improvements (Final Design and Permitting) | Stormwater retrofit and water quality BMPS to be considered including exfiltration trench installation, etc. | Study | Canceled | N/A | N/A | N/A | N/A | N/A | N/A | N/A | N/A | N/A | N/A | N/A | N/A | 28.6333333333333 | -81.3477777777778
5292 | JESU | City of Maitland | N/A | M-41 | Dommerich Estates Areawide Drainage Improvements (Construction) | Stormwater retrofit and water quality BMPS to be considered including exfiltration trench installation, etc. | Exfiltration Trench | Canceled | N/A | N/A | N/A | N/A | N/A | N/A | N/A | N/A | N/A | N/A | N/A | N/A | 28.6333333333333 | -81.3477777777778
5383 | OKLA | City of Leesburg | N/A | HAR34 | Venetian Center Pond | Stormwater wet detention pond. Removes nutrient loading from Venetian Canals and Lake Harris. Located at new Venetian Center Community Building at Dozier Circle. | Wet Detention Pond | Completed | N/A | 2019 | TBD | TBD | Lake Harris Basin | 2.3 | 513225 | Not provided | City of Leesburg Capital Improvements Fund | Not provided | Not provided | Not provided | 28.80579 | -81.87430
5384 | OKLA | City of Leesburg | N/A | GRIF42 | Lake Lorraine Dredging | Dredging and removal of nuisance aquatic vegetations to restore storage capacity and improve drainage quality. | Aquatic Vegetation Harvesting | Underway | N/A | 2020 | N/A | N/A | Lake Griffin Basin | 14.8 | 1762400 | Not provided | City of Leesburg Stormwater Utility Fee | Not provided | Not provided | Not provided | 28.82838 | -81.88122
5385 | OKLA | City of Leesburg | FDOT | HAR35 | Circle K Stormwater Pond Project | Construction of two new retention ponds to replace three outfall ditches to Lake Harris. Project will increase storage capacity and improve drainage quality. | Dry Detention Pond | Completed | N/A | 2020 | TBD | TBD | Lake Harris Basin | 6.1 | 2233655 | Not provided | City of Leesburg/ LCWA/ FDOT | City of Leesburg Stormwater Utility Fee $212,500/ LCWA Grants $212,500 and FDOT Remainder Cost-Share | Not provided | Not provided | 28.80019 | -81.88567
5532 | WEKR | City of Ocoee | N/A | O-34 | AD Mims Road Baffle Box | Stormwater Retrofit to serve approximately 30 acres of residential landuse discharging untreated stormwater runoff to Spring Lake. | Baffle Boxes- Second Generation | Planned | Not provided | 2022 | 10.1121 | N/A | Inside Springshed | 30 | 250000 | TBD | City of Ocoee Stormwater Utility Fund | N/A | N/A | Not provided | 28.585396 | -81.521784
4873 | OKEE | Coordinating Agency | N/A | CA-20 | Alternative Water Supply Projects - Haynes & Susan Williams, 101 Ranch | 17.2-acre reservoir and 44-acre reservoir. | Stormwater Reuse | Completed | Not provided | 2010 | N/A | 4.1 | Lower Kissimmee | Not provided | Not provided | Not provided | Not provided | Not provided | N/A | N/A | Not provided | Not provided
4874 | OKEE | City of Okeechobee | N/A | CO-02 | South 4th Street Stormwater Drainage Construction | Upgrade stormwater infrastructure by constructing a nutrient separating baffle box, bioswale, and removal and replacement of pipe. | Baffle Boxes- First Generation | Planned | Not provided | TBD | 275.3 | 10 | Taylor Creek/ Nubbin Slough | 239.7 | 300000 | 10000 | TBD | TBD | N/A | N/A | TBD | TBD
4875 | OKEE | City of Okeechobee | DEP | CO-03 | SE 8th Stormwater Drainage Construction | Upgrade stormwater infrastructure by constructing a nutrient separating baffle box, bioswale, and removal and replacement of pipe. | Baffle Boxes- First Generation | Planned | Not provided | 2020 | 18.2 | 0.6 | Taylor Creek/ Nubbin Slough | 9.9 | 219000 | 8000 | City of Okeechobee/ DEP | DEP - $219,000/ City of Okeechobee - 43,800 | Not provided | N/A | TBD | TBD
4876 | OKEE | City of Okeechobee | N/A | CO-04 | Citywide Street Sweeping | Removal of turbidity and excess nutrients from runoff. | Street Sweeping | Ongoing | Not provided | N/A | TBD | TBD | Taylor Creek/ Nubbin Slough | 650 | 75000 | 75000 | City of Okeechobee | $75,000 | N/A | N/A | Not provided | Not provided
4877 | OKEE | City of Edgewood | Orange County | EW-02 | Street Sweeping | Orange County performs weekly sweeping of approximately 15.6 miles of streets within the City limits. | Street Sweeping | Ongoing | Not provided | N/A | 18.2 | 18.7 | Upper Kissimmee | N/A | N/A | N/A | Orange County | N/A | N/A | N/A | Not provided | Not provided
4878 | OKEE | City of Edgewood | Orange County | EW-03 | Catch Basin Inlet Cleaning | Orange County performs monthly cleaning of storm inlet baskets for debris removal. | Catch Basin Inserts/Inlet Filter Cleanout | Ongoing | Not provided | N/A | 2.4 | 2.4 | Upper Kissimmee | N/A | N/A | N/A | Orange County | N/A | N/A | N/A | Not provided | Not provided
4879 | OKEE | FDACS | Agricultural Producers | FDACS-13 | BMP Implementation and Verification | Enrollment and verification of BMPs by agricultural producers - East Lake Okeechobee. Reductions based on WAM model. Acres treated based on FDACS OAWP December 2020 Enrollment and FSAID VII. | Agricultural BMPs | Ongoing | N/A | N/A | 52374 | 4387 | East Lake Okeechobee | 72547.9709 | N/A | N/A | FDACS | TBD | N/A | N/A | Not provided | Not provided
5386 | OKLA | City of Leesburg | N/A | DEN02 | Abandonment and transfer of Turnpike WWTP North Spray Field | The City of Leesburg abandoned and transferred a 325 acre spray field to The Villages (VLC). | Decommission/ Abandonment | Completed | N/A | 2019 | TBD | TBD | Lake Denham Basin | 325 | N/A | Not provided | N/A | Not provided | Not provided | Not provided | 28.77143 | -81.94620
4882 | OKEE | FDACS | Agricultural Producers | FDACS-16 | Cost-Share BMP Projects | Cost-share projects paid for by FDACS. Acres treated based on FDACS OAWP June 2019 Enrollment. Reductions estimated by DEP using 2019 BMAP LET. | Agricultural BMPs | Ongoing | Not provided | N/A | 9125.6 | 1688.3 | Fisheating Creek | 37797 | TBD | TBD | FDACS | TBD | N/A | N/A | Not provided | Not provided
4883 | OKEE | FDACS | Agricultural Producers | FDACS-17 | Cost-Share BMP Projects | Cost-share projects paid for by FDACS. Acres treated based on FDACS OAWP June 2019 Enrollment. Reductions estimated by DEP using 2019 BMAP LET. | Agricultural BMPs | Ongoing | Not provided | N/A | 7600.5 | 1993.2 | Indian Prairie | 28429 | TBD | TBD | FDACS | TBD | N/A | N/A | Not provided | Not provided
4884 | OKEE | FDACS | Agricultural Producers | FDACS-18 | Cost-Share BMP Projects | Cost-share projects paid for by FDACS. Acres treated based on FDACS OAWP June 2019 Enrollment. Reductions estimated by DEP using 2019 BMAP LET. | Agricultural BMPs | Ongoing | Not provided | N/A | 7987.3 | 286.2 | Lake Istokpoga | 13644 | TBD | TBD | FDACS | TBD | N/A | N/A | Not provided | Not provided
4885 | OKEE | FDACS | Agricultural Producers | FDACS-19 | Cost-Share BMP Projects | Cost-share projects paid for by FDACS. Acres treated based on FDACS OAWP June 2019 Enrollment. Reductions estimated by DEP using 2019 BMAP LET. | Agricultural BMPs | Ongoing | Not provided | N/A | 16070.1 | 1842.2 | Lower Kissimmee | 27257 | TBD | TBD | FDACS | TBD | N/A | N/A | Not provided | Not provided
4886 | OKEE | FDACS | Agricultural Producers | FDACS-20 | Cost-Share BMP Projects | Cost-share projects paid for by FDACS. Acres treated based on FDACS OAWP June 2019 Enrollment. Reductions estimated by DEP using 2019 BMAP LET. | Agricultural BMPs | Ongoing | Not provided | N/A | 12290.6 | 4397.2 | Taylor Creek/ Nubbin Slough | 35026 | TBD | TBD | FDACS | TBD | N/A | N/A | Not provided | Not provided
4887 | OKEE | FDACS | Agricultural Producers | FDACS-21 | Cost-Share BMP Projects | Cost-share projects paid for by FDACS. Acres treated based on FDACS OAWP June 2019 Enrollment. Reductions estimated by DEP using 2019 BMAP LET. | Agricultural BMPs | Ongoing | Not provided | N/A | 8305.5 | 731.9 | Upper Kissimmee | 12178 | TBD | TBD | FDACS | TBD | N/A | N/A | Not provided | Not provided
4888 | OKEE | FDOT District 4 | N/A | FDOT4-01 | FM# 432705-1 / SR 710 | SR-710/Beeline Highway widening from two to four lanes. | Grass swales without swale blocks or raised culverts | Completed | 2017 | 2019 | 23.9 | 1.6 | East Lake Okeechobee | 145.8 | Not provided | Not provided | Not provided | Not provided | N/A | N/A | Not provided | Not provided
4889 | OKEE | FDOT District 4 | N/A | FDOT4-02 | Public Education | Pamphlets. | Education Efforts | Ongoing | N/A | N/A | 3.3 | 0.3 | East Lake Okeechobee | 711.7 | Not provided | Not provided | Not provided | Not provided | N/A | N/A | Not provided | Not provided
4890 | OKEE | FDOT District 4 | N/A | FDOT4-03 | Public Education | Pamphlets. | Education Efforts | Ongoing | N/A | N/A | 32.5 | 1.4 | South Lake Okeechobee | 1954.6 | Not provided | Not provided | Not provided | Not provided | N/A | N/A | Not provided | Not provided
4891 | OKEE | FDOT District 4 | N/A | FDOT4-04 | Public Education | Pamphlets. | Education Efforts | Ongoing | N/A | N/A | 0.7 | 0.1 | Taylor Creek/ Nubbin Slough | 118 | Not provided | Not provided | Not provided | Not provided | N/A | N/A | Not provided | Not provided
4892 | OKEE | FDOT District 4 | N/A | FDOT4-05 | Street Sweeping | Continued sweeping. | Street Sweeping | Ongoing | N/A | N/A | 541.8 | 283.3 | East Lake Okeechobee | N/A | Not provided | Not provided | Not provided | Not provided | N/A | N/A | Not provided | Not provided
4893 | OKEE | FDOT District 4 | N/A | FDOT4-06 | Catch Basin Clean-out | Continued cleanout. | BMP Cleanout | Ongoing | N/A | N/A | TBD | TBD | East Lake Okeechobee | N/A | Not provided | Not provided | Not provided | Not provided | N/A | N/A | Not provided | Not provided
4894 | OKEE | FDOT District 5 | N/A | FDOT5-32 | 239714-SR 600 from W of Poinciana to CR 535 (Pond 1) | Add lanes and reconstruct. | Wet Detention Pond | Underway | 2019 | 2022 | 1.7 | 1.1 | Upper Kissimmee | 13 | Not provided | Not provided | Florida Legislature | Not provided | N/A | N/A | TBD | TBD
4895 | OKEE | FDOT District 5 | N/A | FDOT5-33 | 239714-SR 600 from W of Poinciana to CR 535 (Pond 2) | Add lanes and reconstruct. | Wet Detention Pond | Underway | 2019 | 2022 | 1.4 | 0.8 | Upper Kissimmee | 13.3 | Not provided | Not provided | Florida Legislature | Not provided | N/A | N/A | TBD | TBD
4896 | OKEE | FDOT District 5 | N/A | FDOT5-34 | 239714-SR 600 from W of Poinciana to CR 535 (Pond 3) | Add lanes and reconstruct. | Wet Detention Pond | Underway | 2019 | 2022 | 0.4 | 0.2 | Upper Kissimmee | 6.83 | Not provided | Not provided | Florida Legislature | Not provided | N/A | N/A | TBD | TBD
4897 | OKEE | FDOT District 5 | N/A | FDOT5-35 | 239304-SR 530 from Lake C/L to E of Secret Lake Dr (Pond 1) | Add lanes and reconstruct. | Wet Detention Pond | Completed | Not provided | 2014 | 1.1 | 0.4 | Upper Kissimmee | 10.42 | Not provided | Not provided | Florida Legislature | Not provided | N/A | N/A | Not provided | Not provided
4914 | KING | Citrus County | DEP | CC-07 | Phase 2 Package Plant Interconnections | Provide connection of the Pelican Bay, Imperial Gardens, and Forest View communities to central sewer and decommission the individual package plants. | Wastewater Service Area Expansion | Underway | 2017 | 2019 | TBD | N/A | Not provided | Not provided | 860000 | Not provided | DEP | DEP - $860,000 | Not provided | Not provided | Not provided | Not provided
4915 | KING | Citrus County | DEP | CC-08 | Phase 3 Package Interconnections | Provide connection of the Belle Villa and Stonebrook communities to central sewer and decommission the individual package plants. | Wastewater Service Area Expansion | Underway | 2017 | 2019 | TBD | N/A | Not provided | Not provided | 570000 | Not provided | DEP | DEP - $570,000 | Not provided | Not provided | Not provided | Not provided
4916 | KING | Citrus County | DEP | CC-09 | Duke Energy Reclaimed Water Interconnection, Phase 1 | Construction of a reclaimed water line from the Meadowcrest WWTF to the City of Crystal River's reclaimed line that provides reclaimed water to the Duke Energy complex. | WWTF Diversion to Reuse | Underway | 2016 | 2019 | Not provided | N/A | Not provided | Not provided | 6573625 | Not provided | DEP/ County | DEP - $4,290,000/ County - $2,283,625 | LP51036 | Not provided | Not provided | Not provided
4926 | KING | Citrus County | TBD | CC-19 | Northwest Quadrant Septic to Sewer Conversion Project | Gravity sewer and force main to connect residential and commercial OSTDS to the Meadowcrest WWTF. Connect up to 2,800 OSTDS. | OSTDS Phase Out | Planned | 2031 | 2036 | 21035.3598 | N/A | Not provided | TBD | 70000000 | TBD | TBD | TBD | TBD | Not provided | Not provided | Not provided
4927 | KING | Citrus County | TBD | CC-20 | Central Utility Area Septic to Sewer Conversion, Phase 1 | Gravity sewer and force main to connect residential and commercial OSTDS to the Meadowcrest WWTF. Connect up to 5,021 OSTDS. | OSTDS Phase Out | Planned | 2031 | 2036 | 37720.9077 | N/A | Not provided | TBD | 125525000 | TBD | TBD | TBD | TBD | Not provided | Not provided | Not provided
4928 | KING | Citrus County | TBD | CC-21 | Central Utility Area Septic to Sewer Conversion, Phase 2 | Gravity sewer and force main to connect residential and commercial OSTDS to the Meadowcrest WWTF. Connect up to 2,555 OSTDS. | OSTDS Phase Out | Planned | 2031 | 2036 | 19194.7658 | N/A | Not provided | TBD | 63875000 | TBD | TBD | TBD | TBD | Not provided | Not provided | Not provided
4929 | KING | Citrus County | TBD | CC-22 | Northeast Septic to Sewer Conversion, Phase 1 | Gravity sewer and force main to connect residential and commercial OSTDS to the Meadowcrest WWTF. Connect up to 4,307 OSTDS. | OSTDS Phase Out | Planned | 2031 | 2036 | 32356.891 | N/A | Not provided | TBD | 107675000 | TBD | TBD | TBD | TBD | Not provided | Not provided | Not provided
4930 | KING | Citrus County | DEP | CC-23 | Meadowcrest WWTF | Construction of a new 2.0 mgd wastewater facility which produces reclaimed water for golf course irrigation. | WWTF Diversion to Reuse | Completed | 2008 | 2010 | Not provided | N/A | Not provided | Not provided | 16231926 | Not provided | County/ DEP | Not provided | Not provided | Not provided | Not provided | Not provided
4931 | KING | City of Crystal River | DEP | CR-01 | Areas 112 and113 Central Sewer | Installation of central sewer to remove approximately 204 septic systems. | OSTDS Phase Out | Completed | Prior to 2012 | 2012 | 4512.8064 | N/A | Inside PFA | N/A | 3446738 | Not provided | City/ DEP | $2,929,727 | SG583140/ WW09020 | N/A | 28.8649 | -82.5925
5387 | OKLA | City of Leesburg | N/A | HAR36 | Leesburg International Airport Stormwater Retention Pond Improvement Project | Dredging and removal of nuisance aquatic vegetations to restore storage capacity and improve drainage quality. | Aquatic Vegetation Harvesting | Completed | N/A | 2020 | N/A | N/A | Lake Harris Basin | 1.8 | 95000 | Not provided | City of Leesburg Stormwater Utility Fee | Not provided | Not provided | Not provided | 28.82911 | -81.81006
5526 | WEKR | City of Maitland | N/A | M-04 | Stormwater and Lakes Management Plan (SLMP) | Study to identify stormwater management improvement projects and water quality projects throughout the City. | Study | Underway | 2019 | TBD | N/A | N/A | Inside Springshed | N/A | 45000 | N/A | City of Maitland | $45,000 | N/A | Not provided | Not provided | Not provided
5527 | WEKR | City of Maitland | N/A | M-05 | Keller Road Sanitary Sewer Rehabilitation | Sanitary Sewer Rehabilitation Project. | Sanitary Sewer and Wastewater Treatment Facility (WWTF) Maintenance | Planned | 2022 | 2025 | N/A | N/A | Inside Springshed | N/A | 2854000 | TBD | City of Maitland | $2,854,000 | N/A | Not provided | Not provided | Not provided
5528 | WEKR | City of Maitland | N/A | M-06 | Sewer System Master Plan Update | Study to identify sewer system improvement projects throughout the City. | Study | Underway | 2020 | 2021 | N/A | N/A | Inside Springshed | N/A | 70000 | N/A | City of Maitland | $70,000 | N/A | Not provided | Not provided | Not provided
5529 | WEKR | City of Maitland | N/A | M-07 | CIPP of Wastewater Gravity Line | CIPP lining of wastewater gravity lines. | Sanitary Sewer and Wastewater Treatment Facility (WWTF) Maintenance | Ongoing | 2006 | N/A | N/A | N/A | Inside Springshed | N/A | 0 | 200000 | City of Maitland | $200,000 | N/A | Not provided | Not provided | Not provided
5530 | WEKR | City of Ocoee | N/A | O-32 | Bluford Avenue Phase 2 Project - FM and Sewer Utilities Project | Construct 16" FM and gravity sewer system to serve downtown area along Bluford Avenue (From Delaware Avenue to Silver Star Road). | Wastewater Service Area Expansion | Completed | Not provided | 2019 | N/A | N/A | Inside Springshed | 300 | 120000 | TBD | City of Ocoee Utility | N/A | N/A | Not provided | Not provided | Not provided
5531 | WEKR | City of Ocoee | N/A | O-33 | Lake Prima Vista Nutrient Reduction Program | Nutrient Reduction Study for the Category 4e to serve approximately 84 acres of Residential and Citrus Landuse. Receives approximately 425 lbs of TP and 1463 lbs of TN annually from sources. Lake Prima Vista connected to Starke Lake with two drain wells. | Study | Underway | Not provided | 2019 | N/A | N/A | Inside Springshed | 84 | 2500000 | TBD | City of Ocoee Stormwater Utility Fund | N/A | N/A | Not provided | 28.579569 | -81.533252
4816 | WEKR | Turnpike Enterprise | N/A | TP-02 | Widen Turnpike, Gotha to Beulah | Roadway; 1.25 inches treated in dry retention, recovered in 72 hours. | On-line Retention BMPs | Completed | 2006 | 2016 | 157.802 | 150.86 | Inside Springshed | 279 | 55248000 | 37628.38 | Turnpike Enterprise | $55,248,000 | N/A | N/A | 28.546717 | -81.545244
4817 | WEKR | Turnpike Enterprise | N/A | TP-04 | Education Efforts | No fertilizer on right-of-ways, educational signage, illicit discharge training. | Fertilizer Cessation | Completed | 2005 | 2005 | TBD | N/A | Inside Springshed | N/A | N/A | N/A | N/A | N/A | N/A | N/A | 28.545292 | -81.586272
4818 | WEKR | Turnpike Enterprise | N/A | TP-05 | Street Sweeping | Street sweeping mile post (MP) (265-274) 600 LM per year. | Street Sweeping | Ongoing | 2017 | N/A | TBD | N/A | Inside Springshed | N/A | N/A | N/A | N/A | N/A | N/A | N/A | 28.545292 | -81.586272
4819 | WEKR | City of Winter Garden | Not provided | WG-01 | Tucker Ranch | City purchased approximately 208 acres of agricultural land to convert to primitive campground/ park. | Land Use Change | Completed | Not provided | 2016 | 301.7964 | Not provided | Inside Springshed | 208 | 2100000 | N/A | N/A | N/A | N/A | Not provided | 28.5408654 | -81.6107257
4820 | WEKR | City of Winter Garden | Not provided | WG-02 | Dillard Street Pond Expansion | Project is part of permitting process for new city hall in Winter Garden; modify storm sewer system adjacent to pond to treat previously untreated runoff. | Stormwater System Upgrade | Completed | Not provided | 2009 | 41.2713 | Not provided | Inside Springshed | Not provided | Not provided | Not provided | Not provided | Not provided | Not provided | Not provided | 28.5706300 | -81.5848262
4821 | WEKR | City of Winter Garden | Not provided | WG-03 | Plant St. Segment 1 | Project involves widening Plant St., including blowing out intersection of West Crown Point Rd. in Winter Garden; no stormwater treatment for this section of road prior to widening. | Stormwater System Upgrade | Completed | Not provided | 2016 | 38.009 | Not provided | Inside Springshed | Not provided | Not provided | Not provided | Not provided | Not provided | Not provided | Not provided | 28.5704002 | -81.5669255
4822 | WEKR | City of Winter Garden | Not provided | WG-04 | Street Sweeping | Streets are swept weekly; total miles swept = 12,266 miles per year. Catch basins vacuumed quarterly. Total material collected was 1,772,000 lbs. split between sweeping and BMP cleanouts. | Street Sweeping | Ongoing | Not provided | N/A | 201.8045 | 838 | Inside Springshed | 14868 | Not provided | Not provided | Not provided | Not provided | N/A | Not provided | 28.5657733 | -81.5849404
5043 | WEEK | Hernando County | SWFWMD | HC-29 | Squirrel Prairie Resource Assessment and BMP Plan | Comprehensive engineering analysis, water quality assessment, watershed model development, and conceptual BMP designs. | Study | Underway | 2015 | 2017 | N/A | N/A | Hernando County | N/A | 200000 | N/A | SWFWMD/ County | SWFWMD - $100,000/ County - $100,000 | N/A | Not provided | Not provided | Not provided
5062 | WEEK | SWFWMD | N/A | SWF-04 | Evaluation of Nitrogen Leaching from Reclaimed Water | This project will determine typical nitrogen leaching rates from reclaimed water application to lawns, spray fields, and rapid infiltration basins and will allow for refined estimates of nitrogen loading to the aquifer and springs. | Study | Completed | 2014 | 2019 | N/A | N/A | Basinwide | N/A | 294000 | N/A | SWFWMD | $294,000 | N/A | Not provided | 28.449437 | -82.481656
5063 | WEEK | SWFWMD | N/A | SWF-05 | Springs Coast Wastewater Disposal Treatment Wetlands | This project will assess areas to determine sites appropriate for construction of wetlands to treat WWTF effluent. | Study | Completed | 2014 | 2015 | N/A | N/A | Basinwide | N/A | 400000 | N/A | SWFWMD | $400,000 | N/A | Not provided | 28.449437 | -82.481656
5064 | WEEK | UF-IFAS | SWFWMD | IFAS-01 | Development of Landscape Fertilizer Best Management Practices (BMPs) | The objective of this project is to verify the accuracy of the Florida Yards and Neighborhoods (FYN) and Florida Green Industries BMPs fertilizer recommendations. Canceled in 2019; unknown if there is a principal investigator. | Study | Canceled | 2012 | 2018 | N/A | N/A | Basinwide | N/A | 274429 | N/A | SWFWMD | $274,429 | N/A | Not provided | Not provided | Not provided
5065 | WEEK | UF-IFAS | SWFWMD | IFAS-02 | Composting at Animal Stock Facilities | Evaluate the nutrient removal efficiency from composting animal waste. The project will compare nutrient leaching efficiency for manure stockpiling and composting facilities. | Study | Underway | 2016 | 2018 | N/A | N/A | Basinwide | N/A | 175000 | N/A | SWFWMD | $175,000 | N/A | Not provided | Not provided | Not provided
5066 | WEEK | Management Strategies | TBD | GC-01 | Golf Course Reduction Credits | 6% BMP credit on golf course load to groundwater, assuming 100% BMP implementation by golf course owners. | Golf Course or Sports Field BMPs | Planned | TBD | TBD | 5280 | N/A | Basinwide | TBD | TBD | TBD | TBD | TBD | TBD | Not provided | N/A | N/A
5067 | WEEK | Management Strategies | TBD | SF-01 | Sports Field Reduction Credits | 10% BMP credit on sports field load to groundwater, assuming 100% BMP implementation by sports field owners. | Golf Course or Sports Field BMPs | Planned | TBD | TBD | 62 | N/A | Basinwide | TBD | TBD | TBD | TBD | TBD | TBD | Not provided | N/A | N/A
5077 | DELE | Management Strategies | DEP | OSTDS-01 | Enhancement of Existing OSTDS - Voluntary | Upgrade, replacement, modification, addition of effective nitrogen reducing features, initial connection to a central sewer system, or other action to reduce nutrient loading, voluntarily taken by the owner of an OSTDS within the BMAP. | Onsite Sewage Treatment and Disposal System (OSTDS) Enhancement | Underway | 2018 | N/A | TBD | N/A | Inside Springshed | N/A | TBD | N/A | DEP | TBD | TBD | N/A | N/A | N/A
5078 | DELE | Management Strategies | DEP | OSTDS-02 | Enhancement of Existing OSTDS - Required | Upgrade, replacement, modification, addition of effective nitrogen reducing features, initial connection to a central sewer system, or other action taken to comply with the OSTDS Remediation Plan for the group of systems identified for remediation. | Onsite Sewage Treatment and Disposal System (OSTDS) Enhancement | Planned | TBD | TBD | TBD | N/A | Inside PFA | N/A | TBD | N/A | DEP | TBD | TBD | N/A | N/A | N/A
5079 | GEMI | City of Sanford | N/A | SAN-001 | Street Sweeping | Street sweeping throughout the city. | Street Sweeping | Ongoing | Not provided | N/A | 187.4158 | N/A | Inside Springshed | N/A | N/A | 17054.4 | City/Stormwater Utility | N/A | N/A | Not provided | Not provided | Not provided
5080 | GEMI | City of Sanford | Seminole County | SAN-002 | Education Efforts | FYN, landscaping ordinance, irrigation ordinance, PSAs, pamphlets, website, Illicit Discharge Program. | Education Efforts | Ongoing | Not provided | N/A | 111.4232 | N/A | Inside Springshed | N/A | N/A | TBD | City/Stormwater Utility | N/A | N/A | Not provided | Not provided | Not provided
5081 | GEMI | City of DeBary | N/A | DB-01 | Fertilizer Ordinance | Citywide fertilizer ordinance to reduce application. | Regulations, Ordinances, and Guidelines | Ongoing | 2009 | N/A | 25 | N/A | Inside Springshed | 2105 | N/A | N/A | City of DeBary | N/A | N/A | N/A | 28.879185 | -81.309023
5082 | GEMI | City of DeBary | N/A | DB-02 | Illicit Discharge Education | Website, pamphlets, inspection program, call-in number. | Education Efforts | Ongoing | 2010 | N/A | 50 | N/A | Inside Springshed | 2105 | 2500 | N/A | City of DeBary | N/A | N/A | N/A | 28.879185 | -81.309023
5083 | GEMI | City of DeBary | N/A | DB-03 | Irrigation Ordinance | Citywide restrictions on irrigation practices. | Regulations, Ordinances, and Guidelines | Ongoing | 2009 | N/A | 25 | N/A | Inside Springshed | 2105 | N/A | N/A | City of DeBary | N/A | N/A | N/A | 28.879185 | -81.309023
5084 | GEMI | City of DeBary | Volusia County/ SJRWMD/ DEP | DB-04 | Gemini Springs Septic Tank Abatement Program | Phase I: 360 septic tanks will be removed and converted to central sewer during the first 5 years (overall 1,200 septic tanks will be converted in the next 15 years). | OSTDS Phase Out | Planned | 2022 | 2027 | 3301 | N/A | PFA | 90 | 9720000 | 10000 | City of DeBary/ Volusia County/ TBD | TBD | TBD | TBD | 28.879185 | -81.309023
5085 | GEMI | FDOT District 5 | N/A | FDOT-01 | SR 46 | Grass swales without swale blocks or raised culverts. | Bioswales | Completed | Not provided | 2012 | 6.9304 | N/A | Inside Springshed | 48.2 | Not provided | Not provided | Florida Legislature | N/A | N/A | Not provided | 28.811384 | -81.358754
5086 | GEMI | FDOT District 5 | N/A | FDOT-02 | 77160-3404-02 (Pond 1-NW) | On-line retention BMPs. Completion date of project outside the project collection period. No credit assigned. | On-line Retention BMPs | Completed | 2004 | Prior to 2009 | N/A | N/A | Inside Springshed | 25.5 | Not provided | Not provided | Florida Legislature | N/A | N/A | Not provided | 28.753352 | -81.363169
5087 | GEMI | FDOT District 5 | N/A | FDOT-03 | 77160-3404-06 (Pond 4-11) | Wet detention pond. Completion date of project outside the project collection period. No credit assigned. | Wet Detention Pond | Completed | 2004 | Prior to 2009 | N/A | N/A | Inside Springshed | 38.5 | Not provided | Not provided | Florida Legislature | N/A | N/A | Not provided | 28.822103 | -81.33825
5088 | GEMI | FDOT District 5 | N/A | FDOT-04 | 77160-3404-05 (Pond 4-1) | Wet detention pond. Completion date of project outside the project collection period. No credit assigned. | Wet Detention Pond | Completed | 2004 | Prior to 2009 | N/A | N/A | Inside Springshed | 32.4 | Not provided | Not provided | Florida Legislature | N/A | N/A | Not provided | 28.817031 | -81.333803
5089 | GEMI | FDOT District 5 | N/A | FDOT-05 | 77160-3404-07 (Pond 5) | Wet detention pond. Completion date of project outside the project collection period. No credit assigned. | Wet Detention Pond | Completed | 2004 | Prior to 2009 | N/A | N/A | Inside Springshed | 30.5 | Not provided | Not provided | Florida Legislature | N/A | N/A | Not provided | 28.823732 | -81.328095
5354 | NIRL | Brevard County | LF/ SOIRL | BC-105 | BB#141 | Adding a media to remove nitrogen by denitrification. The media will be added to the side slope of the pond or the bottom of the swale. | Biosorption Activated Media (BAM) | Underway | 2019 | 2021 | TBD | TBD | A | 358 | 164000 | Not provided | LF/ SOIRL | LF - $104,174/ SOIRL - $69,174 | N/A | TBD | 28.69575 | -80.84406
5355 | NIRL | Brevard County | LF/ SOIRL | BC-106 | Huntington Road BAM - BB#22 | Adding a media to remove nitrogen by denitrification. The media will be added to the side slope of the pond or the bottom of the swale. | Biosorption Activated Media (BAM) | Underway | 2019 | 2022 | TBD | TBD | A | 354.6 | 114000 | Not provided | LF/ SOIRL | LF - $35,000/ SOIRL - $40,077 | N/A | TBD | 28.76936 | -80.8519
5336 | LSJM | FDACS | SJRWMD | AG-08 | Agriculture | Deep Creek HWTT is a combination of wetland and chemical treatment technologies designed mainly to remove phosphorus at the subbasin and parcel scales. | Hybrid wetland treatment technology (HWTT) | Completed | Not provided | 2016 | 14047 | 4712 | Freshwater | 27900 | 4346040 | 2491660 | FDACS | Not provided | N/A | Not provided | Not provided | Not provided
5337 | LSJM | Putnam County Non-MS4 | DEP | PUT-10 | Putnam Non-MS4 | Phase 1 - Design of force main installation from W. Louise Broer Road to Port Buena Vista. Design submitted to DEP, awaiting funding for Phase 2 - construction. | Wastewater Service Area Expansion | Underway | Not provided | 2021 | TBD | TBD | Freshwater | 18 | 1746469 | TBD | Putnam County/ DEP | Putnam County - $349,294/ DEP - $1,397,175 | 4283-71-R | N/A | 29.702327 | -81.564477
4917 | KING | Citrus County | DEP | CC-10 | Duke Energy Reclaimed Water Interconnection, Phase 2 | Construction of a reclaimed water line connecting the Southwest Regional Water Reclamation Facility to the Phase 1 Duke Energy reclaimed water line. | WWTF Diversion to Reuse | Planned | 2018 | 2019 | TBD | N/A | Not provided | TBD | 6000000 | TBD | DEP/ County | DEP - $3,000,000/ County - $3,000,000 | TBD | Not provided | Not provided | Not provided
4918 | KING | Citrus County | DEP | CC-11 | Duke Energy Reclaimed Water Interconnection, Phase 3 | Construction of a reclaimed water line connecting the Brentwood WWTF to the Phase 1 Duke Energy reclaimed water line. In FY 18, Brentwood WWTF will be updated to AWT with $754k cost share from DEP. | WWTF Diversion to Reuse | Planned | 2018 | 2020 | 13698 | N/A | Not provided | TBD | 5600000 | TBD | DEP/ County | DEP - $2,800,000/ County - $2,800,000 | TBD | Not provided | Not provided | Not provided
4919 | KING | Citrus County | DEP | CC-12 | Northwest Quadrant Wastewater Extension | Construction of gravity sewer and force main to connect septic systems and private package plants to central sewer in the northwest quadrant of the county. | OSTDS Phase Out | Planned | 2020 | 2021 | 85000 | N/A | Not provided | TBD | 6000000 | TBD | DEP/ County | DEP - $3,000,000/ County - $3,000,000 | TBD | Not provided | Not provided | Not provided
4920 | KING | Citrus County | FDOT | CC-13 | C.R. 491 Regional Stormwater Project-Phase I | Phase I includes construction of regional stormwater drainage detention areas from Laurel Street to south of Audubon Park. | Dry Detention Pond | Completed | 2015 | 2019 | 41 | 5 | Inside PFA | 584 | 7083000 | Not provided | County/ FDOT | DEP - $4,290,000/ County - $2,283,625 | N/A | Not provided | 28.8579 | -82.4846
4921 | KING | Citrus County | SWFWMD | CC-14 | Center Ridge Watershed Management Plan | Complete alternative analysis tasks including a stormwater level of service analysis, surface water resource assessment, and BMP alternative analysis. | Study | Completed | 2016 | 2018 | N/A | N/A | Inside PFA | N/A | 200000 | N/A | County/ SWFWMD | County - $100,000/ SWFWMD - $100,000 | N/A | Not provided | 28.8647 | -82.434
4922 | KING | Citrus County | SWFWMD | CC-15 | C.R. 491 Regional Stormwater Project-Phase II | Phase II includes construction of regional stormwater drainage detention areas from Audubon Park to west of Horace Allen Street. | Dry Detention Pond | Planned | 2019 | 2021 | TBD | N/A | Inside PFA | 293 | 4838000 | TBD | County/ SWFWMD | County - $2,419,000/ SWFWMD - $2,419,000 | N/A | Not provided | 28.8762 | -82.4899
4923 | KING | Citrus County | DEP | CC-16 | Septic to Sewer Conversion Study | Identify the best options for converting existing OSTDS and any non-municipal WWTFs to central collection. | Study | Planned | 2020 | 2021 | N/A | N/A | Not provided | N/A | 200000 | N/A | County/ DEP | DEP - $100,000/ County - $100,000 | TBD | Not provided | Not provided | Not provided
4924 | KING | Citrus County | SWFWMD | CC-17 | C.R. 491 Regional Stormwater Project-Phase III | Implementation/installation of advanced water quality treatment elements in regional drainage detention areas. | Wet Detention Pond | Planned | 2022 | 2024 | TBD | N/A | Inside PFA | TBD | 9000000 | TBD | County/ SWFWMD | County - $4,500,000/ SWFWMD - $4,500,000 | N/A | Not provided | 28.8762 | -82.4899
4925 | KING | Citrus County | TBD | CC-18 | Unincorporated Area North of Crystal River Wastewater Project | Gravity sewer and force main to connect residential and commercial OSTDS to the Meadowcrest WWTF. Connect up to 400 OSTDS. | OSTDS Phase Out | Planned | 2031 | 2036 | 3005.0514 | N/A | Not provided | TBD | 24198695 | TBD | TBD | TBD | TBD | Not provided | Not provided | Not provided
5212 | CALO | Gerber Groves WCD | N/A | GG-05 | Control Structures | Annual maintenance of water control structures. | Control Structure | Ongoing | 2021 | N/A | N/A | N/A | West Caloosahatchee | N/A | 5000 | N/A | Gerber Groves WCD | $5,000 | N/A | N/A | 26.699728 | -81.333053
5213 | CALO | Hendry-Hilliard WCD | DEP/ FDACS | HH-01 | Public Education and Outreach | Updates on BMAP and requirements during annual landowner meetings. | Education Efforts | Planned | 2020 | N/A | N/A | N/A | East Caloosahatchee | N/A | 500 | N/A | Hendry-Hilliard WCD | $500 | N/A | N/A | 26.733742 | -81.1420.36
5214 | CALO | Hendry-Hilliard WCD | FDACS | HH-02 | FDACS BMP Assistance | Provide assistance to FDACS, as needed, to encourage landowners to enroll in BMPs. | Agricultural BMPs | Planned | 2020 | N/A | N/A | N/A | East Caloosahatchee | N/A | 1000 | N/A | Hendry-Hilliard WCD | $1,000 | N/A | N/A | 26.733742 | -81.1420.36
5231 | CIRL | City of Melbourne | SOIRL/SRF Loan | MEL-14 | Grant Street Water Reclamation Facility Improvements | Improvements include rehabilitation of major treatment elements and structures of facility. | WWTF Nutrient Reduction | Underway | 2021 | 2023 | TBD | TBD | A | TBD | 10038000 | Not provided | City of Melbourne/ SOIRL/ SRF | $5,415,600 | N/A | Not provided | 28.0735 | -80.609826
5232 | CIRL | Brevard County | SOIRL | BC-28 | Long Point Park Denitrification | Denitrification wall to remove nitrogen from the groundwater flowing from campground rapid infiltration wet pond into IRL. | Denitrification Walls | Completed | 2016 | 2017 | TBD | TBD | SEB | 33 | 101854 | Not provided | SOIRL | SOIRL - $22,207 | N/A | Not provided | 27.87306 | -80.47024
5233 | CIRL | Brevard County | SOIRL | BC-29 | Riverview Senior Oyster Bar | Construct 320 linear foot oyster bar. | Creating/ Enhancing Oyster Reefs | Completed | 2018 | 2018 | TBD | TBD | A | N/A | 30304 | Not provided | SOIRL | SOIRL - $30,304 | N/A | Not provided | 28.01769 | -80.56628
5234 | CIRL | Brevard County | SOIRL | BC-30 | Lagoon House Living Shoreline | Plant 300 mangroves and 1,000 spartina along the shoreline of the Lagoon House. | Creating/ Enhancing Living Shoreline | Completed | 2017 | 2018 | TBD | TBD | A | N/A | 24000 | Not provided | SOIRL | SOIRL - $24,000 | N/A | Not provided | 28.05956 | -80.59049
5235 | CIRL | Brevard County | SOIRL | BC-31 | Education Efforts | Fertilizer, grass clippings, and septic system maintenance. | Enhanced Public Education | Underway | 2019 | 2027 | N/A | N/A | SEB | N/A | 187500 | N/A | SOIRL | SOIRL - $187,500 | N/A | Not provided | 27.870961 | -80.580086
5236 | CIRL | Brevard County | SOIRL | BC-32 | Babcock @C54 - BB#2258 | Adding a media to remove nitrogen by denitrification. The media will be added to the side slope of the pond or the bottom of the swale. | Biosorption Activated Media (BAM) | Underway | 2019 | 2021 | TBD | TBD | SEB | 311.5 | 84999 | TBD | LF/ SOIRL | LF - $35,000/ SOIRL - $50,203 | Not provided | Not provided | 27.82516 | -80.60802
5237 | CIRL | Brevard County | SOIRL | BC-33 | Grass Clippings Campaign Phase 1 | Marketing and surveying. Included in BC-31. | Education Efforts | Canceled | Not provided | 2019 | N/A | N/A | N/A | N/A | 6667 | N/A | SOIRL | SOIRL - $20,000 | Not provided | Not provided | Not provided | Not provided
5238 | CIRL | St. Lucie County | N/A | SLC-12 | St. Lucie County Stormwater Needs Assessment Study | Report that will provide information on identified project opportunities to reduce nutrients, estimated benefits, and costs. | Study | Underway | 2020 | 2021 | N/A | N/A | SIRL | TBD | 142380 | TBD | TBD | TBD | N/A | Not provided | Not provided | Not provided
5239 | CIRL | Melbourne Tillman WCD | Not provided | MT-12 | Harvesting | Hygrophilia and tape grass harvesting. | Aquatic Vegetation Harvesting | Ongoing | Not provided | N/A | 7550 | 1699 | A | 140.8 | 30352.5 | Not provided | User Fees | User Fees - $30,352 | N/A | Not provided | Not provided | Not provided
5240 | CIRL | City of West Melbourne | Brevard County/ St. Johns | WM-25 | Construction of Sylvan Drive Septic to Sewer Project | Connecting 59 properties to public sewer and abandoning 59 septic tanks. | OSTDS Phase Out | Underway | Not provided | 2021 | TBD | TBD | A | 60 | 2322551 | TBD | SOIRL/ St. Johns/ City of West Melbourne | $2,322,551 | N/A | Not provided | 28.086667 | -80.683889
5241 | EWCO | Lee County | DEP | HC-LC-07 | Lakes Park Phase III | Filter marsh. | Constructed Wetland Treatment | Planned | 2021 | 2022 | TBD | TBD | Hendry Creek | 9.3 | 1700000 | TBD | County/ DEP | DEP - $475,000 | LP36022 | N/A | 26.52330366 | -81.87895739
5242 | EWCO | Lee County | N/A | HC-LC-08 | Microbial Source Tracking in Lee County Waterways | Watershed study to investigate interactions between OSTDS and surface water in the Everglades West Coast BMAP. | Study | Underway | 2021 | 2021 | N/A | N/A | Hendry Creek | N/A | 645000 | N/A | County | N/A | N/A | N/A | 26.48835 | -81.86287
5243 | EWCO | FDOT District 1 | N/A | IR-FDOT-04 | Street Sweeping | Street sweeping. | Street Sweeping | Ongoing | Not provided | N/A | 34 | 19 | Imperial River | N/A | Not provided | Not provided | Florida Legislature | Not provided | N/A | Not provided | Not provided | Not provided
5244 | HAMO | City of DeBary | N/A | DB-05 | Citywide Lake Monitoring Program | Quarterly lake monitoring sampling. | Monitoring/Data Collection | Ongoing | 2008 | N/A | N/A | N/A | N/A | N/A | 65000 | 10000 | City of DeBary Stormwater Assessment Fee | $65,000 | N/A | N/A | 28.890278 | -81.306944
5245 | HAMO | City of DeBary | N/A | DB-06 | BMP Clean Out | Clean out of BMPs, an average of 150 cubic yards of material per year collected in the contributing watershed. | BMP Cleanout | Ongoing | 2004 | N/A | 362 | 113 | N/A | 8713 | 5000 | 5000 | City of DeBary | $5,000 | N/A | N/A | 28.890278 | -81.306944
5246 | HAMO | City of Deltona | SJRWMD/ DEP | DEL-10 | Lake Monroe Surface Water Intake (Future) | Stormwater is pumped into Alexander Avenue Water Resources Facility (AAWRF) for treatment. The AAWRF treats up to 4MGD of surface water and stormwater used to augment the Public Access Reuse (PAR) systems for Deltona and Volusia County. | Stormwater Reuse | Planned | Not provided | 2022 | TBD | TBD | N/A | N/A | 14300000 | TBD | Deltona/ SJRWMD/ DEP | TBD | TBD | TBD | Not provided | Not provided
5338 | LSJM | Putnam County Non-MS4 | SJRWMD | PUT-11 | Putnam Non-MS4 | Elsie Drive septic-to-sewer project in WBID 2213M. 14 Septic to Sewer connections completed. Provisional calculation method used. | OSTDS Phase Out | Underway | Not provided | 2020 | 153.4575 | N/A | Freshwater | 7 | 535027 | 1038 | Putnam County/ SJRWMD | Putnam County - $72,727/ SJRWMD - $462,300 | N/A | 33295 | 29.639026 | -81.592739
5339 | LSJM | Putnam County Non-MS4 | SJRWMD | PUT-12 | Putnam Non-MS4 | Horse Landing Road septic-to-sewer project in WBID 2606A. 19 Septic to Sewer connections completed. Provisional calculation method used. | OSTDS Phase Out | Underway | Not provided | 2020 | 208.2637 | N/A | Freshwater | 9.5 | 784273 | 1816.5 | Putnam County/ SJRWMD | Putnam County - $127,272/ SJRWMD - $657,000 | N/A | 33296 | 29.572976 | -81.605011
5340 | LSJM | Town of Orange Park MS4 | Town of Orange Park WWTP | OP-06 | Orange Park OSDTS Phase out | Connect 41 existing customers to Town Town of Orange Park WWTF at Ash Street. Abandon OSTDS. Provisional calculation method used. | OSTDS Phase Out | Planned | 2021 | 2022 | 446 | N/A | Marine | N/A | 752000 | TBD | DEP/ SJRWMD | DEP - $405,196/ SJRWMD - $180,732 | LPQ0018 | 36026 | 30.1828428291247 | -81.7103359760535
5341 | LSJM | U.S. Navy Aggregate | Not provided | USN-07 | NS Mayport WWTF FL0000922 | Modifications to NAS JAX WWTF. | WWTF Upgrade | Planned | 2020 | 2022 | TBD | N/A | Marine | N/A | 1700000 | Not provided | Not provided | Not provided | N/A | N/A | 30.236153 | -81.683972
4739 | WEKR | Orange County | Not provided | OC-40 | Pump Station Removal/Relocation (R/R) | Replace multiple pump stations. | Sanitary Sewer and Wastewater Treatment Facility (WWTF) Maintenance | Completed | Prior to 2015 | Prior to 2015 | N/A | N/A | Inside Springshed | N/A | 13263500 | Not provided | Not provided | Not provided | Not provided | N/A | Not provided | Not provided
4856 | CALO | Lee County | DEP | LC-45 | Deep Lagoon Preserve Water Quality Improvement Project | Retention ponds, channel/ditch modifications, ditch blocks and pumped solutions. | BMP Treatment Train | Planned | 2022 | 2022 | TBD | TBD | Tidal Caloosahatchee | TBD | 3000000 | TBD | TBD | TBD | TBD | N/A | 26.52745854 | -81.92174306
4857 | CALO | Lee County | N/A | LC-46 | Olga Shores Preserve Hydrological Restoration | Filter marsh creation. Best Management Practices (BMPs). | Hydrologic Restoration | Planned | TBD | TBD | TBD | TBD | Tidal Caloosahatchee | N/A | TBD | N/A | N/A | N/A | N/A | N/A | 26.72174338 | -81.70910357
4858 | STLU | FDOT District 4 | N/A | FDOT-60 | FM# 422641-2 | Road widening of SR 76 from west of CR 711 to west of SW Locks Road. | BMP Treatment Train | Underway | 2014 | 2021 | 0.8 | 0.4 | Primary BMAP Area | 39.6 | Not provided | Not provided | Florida Legislature | Not provided | N/A | N/A | 27.092687343 | -80.275369155
4859 | STLU | FDOT District 4 | N/A | FDOT-61 | FM# 230256-6 | SR 713/Kings Highway roadway widening for a project known as Kings Highway Widening Phase I South. | Wet Detention Pond | Underway | 2016 | 2022 | 0.3 | 0.1 | Primary BMAP Area | 36.9 | Not provided | Not provided | Florida Legislature | Not provided | N/A | N/A | 27.426130518 | -80.398907485
5230 | CALO | Lee County | N/A | LC-47 | Microbial Source Tracking in Lee County Waterways | Watershed study to investigate interactions between OSTDS and surface water in the Caloosahatchee Estuary. | Study | Planned | 2021 | 2021 | N/A | N/A | Tidal Caloosahatchee | N/A | 645000 | N/A | County | N/A | N/A | N/A | Not provided | Not provided
5415 | OKEE | Orange County | N/A | OC-63 | Lake Jennie Jewel Interconnect BMP Feasibility Study | Assess the feasibility of constructing a BMP in the interconnect between Lake Jennie Jewel and Lake Gatlin. | Study | Completed | 2016 | 2019 | N/A | N/A | Upper Kissimmee | N/A | 56937.63 | N/A | Orange County Board of County Commissioners | N/A | N/A | N/A | 28.494263 | -81.369488
5416 | OKEE | Orange County | N/A | OC-64 | Lake Jennie Jewel NSBB Design | Design a second generation NSBB for construction on Summerlin Avenue. | Study | Completed | 2015 | 2018 | N/A | N/A | Upper Kissimmee | N/A | 64979.47 | N/A | Orange County Board of County Commissioners | N/A | N/A | N/A | 28.4968 | -81.367949
5417 | OKEE | Orange County | N/A | OC-65 | Lake Jennie Jewel NSBB Performance Monitoring | Determine in-situ nutrient removal efficiencies and load reductions. | Study | Underway | 2019 | 2021 | N/A | N/A | Upper Kissimmee | N/A | 139370 | N/A | Orange County Board of County Commissioners | N/A | N/A | N/A | 28.4968 | -81.367949
5418 | OKEE | Orange County | N/A | OC-66 | Lake Holden Surface Alum | Whole-lake alum treatment. | In Waterbody - Alum Injection System | Completed | 2012 | 2012 | TBD | TBD | Upper Kissimmee | 266 | 130000 | N/A | Lake Holden Taxing District (MSTU) | Not provided | N/A | N/A | 28.504444 | -81.386389
4761 | WEKR | City of Orlando | Not provided | ORL-04 | 22 Inlet Baskets Around Lake Orlando | Install (2008) 22 inlet baskets in Lake Orlando Basin. 675 cubic feet per year of material collected. | Catch Basin Inserts/Inlet Filter Cleanout | Ongoing | Not provided | N/A | 8.9675 | N/A | Inside Springshed | 21.8 | 7770 | Not provided | City of Orlando/ Streets and Stormwater Division | Not provided | Not provided | Not provided | Not provided | Not provided
4762 | WEKR | City of Orlando | Not provided | ORL-12 | Street Sweeping | Streets are swept every two weeks; 86,305 cubic feet per year of material collected. 2.36% of the total credits are applied to groundwater and 97.3% is applied to surface to reflect the percentage of the city within each. | Street Sweeping | Ongoing | Not provided | N/A | 14.7748 | 62.4456 | Inside Springshed | Not provided | Not provided | Not provided | City of Orlando/ Streets and Stormwater Division | Not provided | N/A | Not provided | Not provided | Not provided
4763 | WEKR | City of Orlando | Not provided | ORL-13a | Little Wekiva River – Preliminary Engineering Evaluation Lake Lawne, Center of Commerce, and Lake Orlando Sites | Nutrient reduction projects in Little Wekiva River watershed, using suggested drainage improvements from CDM report. | Study | Completed | Not provided | 2008 | N/A | N/A | Inside Springshed | N/A | 49900 | N/A | City of Orlando/ Streets and Stormwater Division | Not provided | N/A | Not provided | Not provided | Not provided
4764 | WEKR | City of Orlando | Not provided | ORL-15 | Fairview Shores – North Service Area | Improve sanitary sewer, drainage, and roadway; install new sanitary force main, lift station (#65), and gravity pipes in area with septic tanks to reduce nutrient seepage into ground water table. | Wastewater Service Area Expansion | Completed | Not provided | 2008 | Not provided | Not provided | Inside Springshed | N/A | 4522401 | Not provided | City of Orlando/ Water Reclamation Division | Not provided | Not provided | Not provided | Not provided | Not provided
4765 | WEKR | City of Orlando | Not provided | ORL-20 | Lift Station #85 Variable Frequency Drive | Install variable frequency drives that will extend life of pump motors, preventing potential overflows; will also be more energy efficient at future cost savings to city. | Sanitary Sewer and Wastewater Treatment Facility (WWTF) Maintenance | Completed | Not provided | Prior to 2015 | Not provided | Not provided | Inside Springshed | N/A | N/A | Not provided | City of Orlando/ Water Reclamation Division | Not provided | Not provided | Not provided | Not provided | Not provided
4766 | WEKR | City of Orlando | Not provided | ORL-21 | Lift Station #93 Improvements | Relocate and completely rebuild lift station with new, upgraded equipment, including generator not present at previous location. | Sanitary Sewer and Wastewater Treatment Facility (WWTF) Maintenance | Completed | Not provided | 2001 | Not provided | Not provided | Inside Springshed | N/A | 767632 | Not provided | City of Orlando/ Water Reclamation Division | Not provided | Not provided | Not provided | Not provided | Not provided
4774 | WEKR | Seminole County | SJRWMD | SC-01 | Sweetwater Cove Dredging and Drainage Improvements and Sweetwater Tributary Erosion Project | Increase water quality treatment resonance time through water quality treatment pond expansion, construct online sedimentation basin; carry out erosion control measures along Sweetwater Creek; area served = 2,181 acres. | Stormwater System Upgrade | Completed | 2009 | 2010 | 395.8706 | 68 | Inside Springshed | 2181 | 2700000 | TBD | SJRWMD | $1,381,570 | N/A | SE621AA | 28.709258 | -81.438415
4775 | WEKR | Seminole County | NRCS | SC-02 | Grade Control Structures 6 and 7 (Weathersfield) | Reduce sediment loads through bank stabilization and river grade control structures in Little Wekiva River; area served = >5,000 acres. | Shoreline Stabilization | Completed | 2000 | 2001 | 26.4015 | 18.4 | Inside Springshed | N/A | 300000 | TBD | NRCS | TBD | N/A | N/A | 28.65848 | -81.407026
4776 | WEKR | Seminole County | N/A | SC-03 | Horse Lovers Lane Erosion Control Project | Reduce sediment loads through bank stabilization along Spring Lake outfall, tributary to Little Wekiva River; use gabions and grade control structures plus replace culverts; area served = >1,000 acres. | Shoreline Stabilization | Completed | 2003 | 2004 | 17.1458 | 11.9 | Inside Springshed | N/A | 700000 | TBD | N/A | N/A | N/A | N/A | 28.655902 | -81.404174
4777 | WEKR | Seminole County | N/A | SC-04 | North Western Erosion Control Project | Reduce sediment loads through bank stabilization along Little Wekiva River; area served >5,000 acres. | Shoreline Stabilization | Completed | 2003 | 2004 | 4.8554 | 3.4 | Inside Springshed | N/A | 950000 | N/A | Utilities Inc of Florida | $20,659 | N/A | N/A | 28.654078 | -81.410414
4778 | WEKR | Seminole County | NRCS | SC-05 | Weathersfield Erosion Control Project | Reduce sediment loads through bank stabilization along Little Wekiva River; area served >5,000 acres. | Shoreline Stabilization | Completed | 2000 | 2001 | 4.2485 | 2.9 | Inside Springshed | N/A | 750000 | N/A | NRCS | TBD | N/A | N/A | 28.65848 | -81.407026
4787 | WEKR | Seminole County | N/A | SC-24 | Wekiva Springs Rd. – State Road 434 to Sabal Point | Provide water quality treatment for new impervious portions of roadway improvements through construction of on-line exfiltration trench; area served = 3.4 acres. | Exfiltration Trench | Completed | 2008 | 2008 | 2.4277 | 2.5 | Inside Springshed | 3.4 | 6900000 | TBD | N/A | N/A | N/A | N/A | 28.695708 | -81.412963
4788 | WEKR | Seminole County | N/A | SC-25 | Street Sweeping | Street sweeping within the Big Wekiva and Little Wekiva drainage basins. | Street Sweeping | Ongoing | 2000 | N/A | 3.2774 | 13.9 | Inside Springshed | N/A | Not provided | TBD | N/A | N/A | N/A | N/A | 28.676245 | -81.421739
4789 | WEKR | Seminole County | N/A | SC-26 | Bear Lake Chain-of-Lakes Hydrology/Nutrient Budget and Water Quality Management Plan | Detailed nutrient and hydrologic study, quantifying all nutrient sources, including internal loading, ground water, surface water, precipitation, etc., Management plan includes potential structural and nonstructural water quality improvements. | Study | Completed | 2010 | 2012 | N/A | N/A | Inside Springshed | N/A | Not provided | N/A | N/A | N/A | N/A | N/A | 28.65083 | -81.448217
4790 | WEKR | Seminole County | N/A | SC-27 | Spring Lake/Spring Lake Watershed Hydrology/Nutrient Budget and Water Quality Management Plan | Detailed nutrient and hydrologic study, quantifying all nutrient sources, including internal loading, ground water, surface water, precipitation, etc., Management plan includes potential structural and nonstructural water quality improvements. | Study | Completed | 2014 | 2016 | N/A | N/A | Inside Springshed | N/A | Not provided | N/A | N/A | N/A | N/A | N/A | 28.650269 | -81.395833
4791 | WEKR | Seminole County | N/A | SC-28 | Wekiva Basin Stormwater Pond Enhancement Feasibility Study for Nitrogen Transport | Preliminary analysis of nitrogen transport into and out of retention pond/ground water, and follow-up analysis of improvements made to ground water discharge after addition of Bold and Gold™ amendment to pond bottom. | Study | Planned | TBD | TBD | N/A | N/A | Inside Springshed | N/A | Not provided | N/A | TBD | TBD | TBD | N/A | 28.678994 | -81.442056
4792 | WEKR | Seminole County | N/A | SC-29 | Seminole County Water Quality Master Plan | Countywide assessment of all water quality data, monitoring programs, regional ponds, CIP projects, etc., to improve effectiveness of existing programs and identify additional structural/nonstructural improvement projects. | Study | Planned | TBD | TBD | N/A | N/A | Inside Springshed | N/A | Not provided | N/A | N/A | N/A | N/A | N/A | 28.676245 | -81.421739
4793 | WEKR | Seminole County | N/A | SC-31 | Bridgewater Dr. | Manhole sealing. | Sanitary Sewer and Wastewater Treatment Facility (WWTF) Maintenance | Completed | Prior to 2015 | Prior to 2015 | N/A | N/A | Inside Springshed | N/A | 16179 | N/A | N/A | N/A | N/A | N/A | 28.764906 | -81.392282
4794 | WEKR | Seminole County | N/A | SC-33 | Lift Station Rehab | Seal wet well and rehabilitate lines (Wilson School LS, Breckenridge LS, Stockbridge LS, Lake Forest #5 LS, Buckingham LS, Retreat at Wekiva LS, Aster Farms LS, Bel-Aire #3 LS, Bel-Aire #1 LS, Heathrow Master LS). | Sanitary Sewer and Wastewater Treatment Facility (WWTF) Maintenance | Completed | 2017 | Prior to 2015 | N/A | N/A | Inside Springshed | N/A | 324353 | N/A | N/A | N/A | N/A | N/A | 28.676245 | -81.421739
4795 | WEKR | Seminole County | N/A | SC-35 | Bear Lake Drainage Improvements (Hamilton Pond) | Regional stormwater facility (RSF) for Bear Lake, Little Bear. | Regional Stormwater Treatment | Completed | 2018 | 2019 | 21.33 | N/A | Inside Springshed | 15.3 | 1150000 | TBD | N/A | N/A | N/A | N/A | 28.647734 | -81.44262
4796 | WEKR | Seminole County | DEP | SC-37 | Alton Drive Stormwater Pond | Modify existing stormwater pond to increase treatment efficiency and reroute untreated stormwater into existing pond. | Wet Detention Pond | Underway | 2019 | 2020 | 77.679 | N/A | Inside Springshed | 56.6 | 1104114 | TBD | Florida Legislature | $825,000 | LP59020 | N/A | 28.66095 | -81.44838
4797 | WEKR | Seminole County | N/A | SC-39 | Lake Asher Restoration | Mechanical removal of vegetative material and associated organic matter. Shoreline planting with natives. | Aquatic Vegetation Harvesting | Completed | 2018 | 2018 | TBD | TBD | Inside Springshed | 5.25 | 285000 | N/A | Florida Legislature | $233,171 | NS011 | N/A | 28.65941 | -81.44697
4798 | WEKR | Seminole County | Sweetwater MSBU | SC-43 | Sweetwater Cove Shoreline Restoration | Planted native aquatic vegetation along individual homeowner shorelines. | Creating/ Enhancing Living Shoreline | Completed | 2017 | 2017 | TBD | TBD | Inside Springshed | N/A | N/A | 8000 | N/A | N/A | N/A | N/A | 28.713323 | -81.434971
4799 | WEKR | Seminole County | Lake Brantley Preservation Association | SC-44 | Lake Brantley Shoreline Restoration | Planted native aquatic vegetation along individual homeowner shorelines. | Creating/ Enhancing Living Shoreline | Completed | 2017 | 2017 | TBD | TBD | Inside Springshed | N/A | N/A | 6000 | N/A | N/A | N/A | N/A | 28.690959 | -81.421615
4800 | WEKR | Seminole County | Mirror Lake MSBU | SC-45 | Mirror Lake Shoreline Restoration | Planted native aquatic vegetation along individual homeowner shorelines. | Creating/ Enhancing Living Shoreline | Completed | 2017 | 2017 | TBD | TBD | Inside Springshed | N/A | N/A | 6000 | N/A | N/A | N/A | N/A | 28.666057 | -81.439543
4801 | WEKR | Seminole County | TBD | SC-46 | Bear Lake Shoreline Restoration | Planted native aquatic vegetation along individual homeowner shorelines. | Creating/ Enhancing Living Shoreline | Planned | TBD | TBD | TBD | TBD | Inside Springshed | N/A | TBD | TBD | TBD | TBD | N/A | N/A | 28.652109 | -81.450438
4802 | WEKR | Seminole County | Sweetwater MSBU | SC-47 | Sweetwater Cove Lyngbya Harvesting | Harvesting of lyngbya. | Macroalgal Harvesting | Completed | 2017 | 2017 | N/A | N/A | Inside Springshed | 4 | N/A | 24000 | Sweetwater MSBU | $24,000 | N/A | N/A | 28.713323 | -81.434971
4803 | WEKR | Seminole County | TBD | SC-48 | Nutrient Filter Pilot Project | Pilot project of an upflow nutrient removal media. | Study | Canceled | N/A | N/A | N/A | N/A | N/A | N/A | N/A | N/A | N/A | N/A | N/A | N/A | 28.713323 | -81.434971
4827 | WEKR | Wekiwa State Park | Not provided | WSP-02 | Remove Wekiva State Park from Septic | Four-phase plan. | OSTDS Phase Out | Completed | Not provided | 2013 | 239.9061 | N/A | Inside Springshed | N/A | 1616775 | 10204 | State Park Trust Fund | N/A | N/A | Not provided | 28.7109190 | -81.4724754
4828 | WEKR | Management Strategies | TBD | WU-01 | WWTF Policy Reductions | Achieved by WWTF policy if implemented BMAP-wide, achieving 3 or 6 mg/L. | WWTF Nutrient Reduction | Planned | N/A | TBD | 54752.4216 | N/A | Inside Springshed | N/A | TBD | TBD | TBD | TBD | N/A | Not provided | N/A | N/A
4829 | ALAF | FDACS | Agricultural Producers | FDACS-01 | BMP Implementation and Verification | Enrollment and verification of BMPs by agricultural producers. Acres treated based on FDACS OAWP December 2020 Enrollment and FSAID VII. | Agricultural BMPs | Ongoing | N/A | N/A | N/A | N/A | Alafia River Basin | 5505 | N/A | N/A | FDACS | TBD | N/A | N/A | 27.936186 | -82.118062
4830 | CIRL | FDACS | Agricultural Producers | FDACS-01 | BMP Implementation and Verification | Enrollment and verification of BMPs by agricultural producers. Reductions based on SWIL - LET. Acres treated based on FDACS OAWP December 2020 Enrollment and FSAID VII. | Agricultural BMPs | Ongoing | N/A | N/A | 224 | 25 | A | 359.1993 | N/A | N/A | FDACS | TBD | N/A | N/A | Not provided | Not provided
4840 | CALO | City of Cape Coral | Lee County | CC-19 | Yellow Fever Creek Hydrologic Restoration | Transfer water from Gator Slough to a new reservoir in Yellow Fever Creek and slowly releasing the flow into the headwaters of Yellow Fever Creek, extending wetland hydroperiods. | Hydrologic Restoration | Underway | Not provided | TBD | 13.5 | 18.8 | Tidal Caloosahatchee | 30.55 | TBD | TBD | Not provided | Not provided | N/A | Not provided | 26.71308702 | -81.9305424
4841 | CALO | City of Clewiston | N/A | CW-01 | Clewiston Public Education | Landscaping, irrigation, fertilizer, and stormwater ordinances; PSAs; pamphlets; website; illicit discharge program. | Education Efforts | Ongoing | N/A | N/A | 194.4664 | 29.4691 | East Caloosahatchee | N/A | 10000 | N/A | City General Fund | $10,000 | N/A | N/A | 26.749203 | -80.934823
4851 | CALO | FDOT District 1 | N/A | FDOT-30 | SR 82 from Gator Slough Lane to SR 29 (430849-1) | Widening project provided extra nutrient removal in treatment ponds. | Wet Detention Pond | Underway | 2019 | 2022 | TBD | TBD | West Caloosahatchee | Not provided | Not provided | Not provided | FDOT | Not provided | N/A | N/A | 26.49471 | -81.465189
4852 | CALO | Glades County | N/A | GC-01 | Education and Outreach | FYN; landscaping, irrigation, and fertilizer ordinances; PSAs, pamphlets, website, and illicit discharge program. | Education Efforts | Completed | 2014 | 2015 | 1564.0297 | 299.094 | West Caloosahatchee; East Caloosahatchee | N/A | Not provided | 5500 | Glades County | N/A | N/A | N/A | 26.864781 | -81.287188
4853 | CALO | Glades County | N/A | GC-02 | Glades County Caloosahatchee River & Estuary Area Wastewater Grant | Elimination of aging and/or failing existing septic systems in the City of Moore Haven. The Project also provides for additional conveyance capacity for additional homes and businesses. | OSTDS Phase Out | Underway | 2018 | 2021 | 1252.7 | N/A | East Caloosahatchee | TBD | 891848 | 12240 | DEP | $891,848 | LP22023 | N/A | 26.8283 | -81.0969
4854 | CALO | Glades County | N/A | GC-03 | Glades County Business Park Wetlands | Wetland maintenance and planting agreement. | Constructed Wetland Treatment | Underway | 2019 | 2021 | TBD | TBD | Upstream of Estuary BMAP | 9 | 42395 | 21198 | Glades County | $42,395 | N/A | N/A | 26.835517 | -81.124969
4855 | CALO | Lee County | DEP | LC-44 | Powell Creek / Old Bridge Park Restoration | Filter marsh creation and BMPs. | Constructed Wetland Treatment | Planned | 2021 | 2022 | TBD | TBD | Tidal Caloosahatchee | TBD | 974000 | TBD | DEP | DEP - $774,000 | LPQ0011 | N/A | 26.69098357 | -81.87085594
4864 | STLU | St. Lucie West Services District | N/A | SLWSD-01 | St. Lucie West Services District (SLWSD) Aquatic Harvesting | Not provided. | Aquatic Vegetation Harvesting | Canceled | N/A | N/A | N/A | N/A | Primary BMAP Area | N/A | N/A | N/A | N/A | N/A | N/A | Not provided | N/A | N/A
4880 | OKEE | FDACS | Agricultural Producers | FDACS-14 | BMP Implementation and Verification | Enrollment and verification of BMPs by agricultural producers - South Lake Okeechobee. Reductions based on WAM model. Acres treated based on FDACS OAWP December 2020 Enrollment and FSAID VII. | Agricultural BMPs | Ongoing | N/A | N/A | 110840 | 6521 | South Lake Okeechobee | 314927.0432 | N/A | N/A | FDACS | TBD | N/A | N/A | Not provided | Not provided
4881 | OKEE | FDACS | Agricultural Producers | FDACS-15 | BMP Implementation and Verification | Enrollment and verification of BMPs by agricultural producers - West Lake Okeechobee. Reductions based on WAM model. Acres treated based on FDACS OAWP December 2020 Enrollment and FSAID VII. | Agricultural BMPs | Ongoing | N/A | N/A | 12668 | 819 | West Lake Okeechobee | 137891.3488 | N/A | N/A | FDACS | TBD | N/A | N/A | Not provided | Not provided
4932 | KING | City of Crystal River | DEP | CR-02 | Harbor Isle Central Sewer | Installation of central sewer to remove approximately 18 septic systems. | OSTDS Phase Out | Completed | Prior to 2012 | 2012 | 398.1888 | N/A | Inside PFA | N/A | 299799 | Not provided | City/ DEP | Not provided | Not provided | N/A | 28.8815 | -82.5877
4933 | KING | City of Crystal River | DEP | CR-03 | Area 114 Central Sewer | Installation of central sewer to remove approximately 183 septic systems. | OSTDS Phase Out | Completed | 2012 | 2014 | 4048.2528 | N/A | Inside PFA | N/A | 3831235 | Not provided | City/ DEP | $3,256,549 | SG583140/ WW09020 | N/A | 28.8717 | -82.6014
4934 | KING | City of Crystal River | DEP/ SWFWMD | CR-04 | Duke Energy Reclaimed Water Project | Design and construction of transmission mains, 1.5 million gallon storage tank, filtration and pumping infrastructure to provide reclaimed water from the city to the Duke Energy complex. | WWTF Diversion to Reuse | Completed | 2012 | 2015 | Not provided | N/A | Inside PFA | N/A | 6228712 | Not provided | City/ DEP/ SWFWMD | City - $2,555,485/ DEP - $1,117,742/ SWFWMD - $2,555,485 | Not provided | Not provided | 28.9646 | -82.5746
4935 | KING | City of Crystal River | Save Crystal River, Inc./ DEP | CR-05 | Kings Bay Pilot Vacuum Dredge | Pilot project in two private canals in the Hunters Cove area of northeastern Kings Bay to remove accumulated sediment and revegetate with native eelgrass. | Muck Removal/Restoration Dredging | Completed | 2016 | 2017 | Not provided | N/A | Inside PFA | Not provided | 3400000 | Not provided | DEP | $3,400,000 | Not provided | N/A | 28.8944 | -82.5893
4936 | KING | City of Crystal River | SWFWMD | CR-06 | Hunter Springs Park Living Shoreline | Pilot project that added wetland vegetation between the water and land to treat stormwater runoff inputs to the spring. | Creating/ Enhancing Living Shoreline | Completed | 2014 | 2016 | Not provided | N/A | Inside PFA | Not provided | 600000 | Not provided | SWFWMD | $600,000 | Not provided | Not provided | 28.8949 | -82.5925
4937 | KING | City of Crystal River | DEP | CR-07 | Septic to Sewer at Crystal River State Park and Facilities Off State Park Road | Design, permit, and remove existing septic system and connect the state park to the city's sewer system. | OSTDS Phase Out | Completed | 2016 | 2019 | 100 | N/A | Inside PFA | N/A | 192079 | Not provided | DEP | $850,000 | Not provided | Not provided | 28.9092 | -82.6284
4938 | KING | City of Crystal River | DEP | CR-08 | Indian Waters Sewer Expansion Phase I | Installation of central sewer to remove approximately 86 septic systems. | OSTDS Phase Out | Underway | 2016 | 2024 | 410 | N/A | Inside PFA | N/A | 1700000 | Not provided | City/ DEP | DEP - $997,000/ City - $100,000 | LP51033 | N/A | 28.9166 | -82.6149
4939 | KING | City of Crystal River | SWFWMD | CR-09 | Stormwater Best Management Practices (BMPs) Alternatives Analysis | The city is conducting an alternatives analysis to determine the best site locations for the implementation of stormwater BMPs and for design and permitting of water quality improvements. | Study | Completed | 2017 | 2017 | N/A | N/A | Inside PFA | N/A | 100000 | N/A | City/ SWFWMD | SWFWMD - $50,000/ City - $50,000 | N/A | Not provided | Not provided | Not provided
4940 | KING | City of Crystal River | DEP | CR-10 | Kings Bay Restoration Project | Restoration of approximately 80 acres of canal waterways through the removal of invasive plants and organic material from the canal bottom. | Exotic Vegetation Removal | Underway | 2016 | 2020 | N/A | N/A | Inside PFA | N/A | 5061980 | Not provided | DEP | $2,061,980 | Not provided | Not provided | Not provided | Not provided
4941 | KING | City of Crystal River | DEP/ SWFWMD | CR-11 | Indian Waters Sewer Expansion Phase II | Installation of central sewer to remove approximately 178 septic systems and one package plant which serves 84 single family and 54 condo units. | OSTDS Phase Out | Underway | 2017 | 2024 | 857 | N/A | Inside PFA | N/A | 4000000 | Not provided | City/ DEP/ SWFWMD | DEP - $2,000,000/ SWFWMD - $1,000,000 / 319 Grant - $500,000 / Assessment Tax Revenue - $500,000 | TBD | TBD | 28.9192 | -82.6201
4942 | KING | City of Crystal River | N/A | CR-12 | Public Education Activities | Adopt fertilizer ordinance in 2017; website, public service announcements, brochures, etc. | Education Efforts | Ongoing | 2017 | N/A | 25 | N/A | Inside PFA | N/A | TBD | TBD | City | TBD | TBD | TBD | Not provided | Not provided
4943 | KING | City of Crystal River | DEP | CR-13 | WWTP Expansion | Expansion of the City's WWTP by 1 mgd based on expanded sewer capacity and results of the wastewater masterplan. | Wastewater Service Area Expansion | Planned | 2022 | 2024 | TBD | N/A | Inside PFA | N/A | 12000000 | TBD | City/ DEP | TBD | TBD | TBD | 28.9056 | -82.5967
4944 | KING | City of Crystal River | DEP/ SWFWMD | CR-14 | Southern Sewer Expansion | Design and construction of approximately 10,000 LF of gravity sewer and force main and associated lift stations to remove residential and commercial septic systems. | OSTDS Phase Out | Underway | 2021 | 2024 | 3125 | N/A | Inside PFA | N/A | 5000000 | TBD | City/ DEP/ SWFWMD | TBD | TBD | TBD | 28.8614 | -82.58
4945 | KING | FDACS | Agricultural Producers | FDACS-01 | BMP Implementation and Verification - Farm Fertilizer | Enrollment and verification of farm fertilizer BMPs by agricultural producers. Reductions based on efficiencies referenced in the BMAP and 100% NOI enrollment of unenrolled acres. | Agricultural BMPs | Underway | Not provided | TBD | 10604 | N/A | Basinwide | 293 | 61000 | Not provided | TBD | TBD | N/A | Not provided | Not provided | Not provided
4946 | KING | FDACS | Agricultural Producers | FDACS-02 | BMP Implementation and Verification - Livestock Waste | Enrollment and verification of livestock waste BMPs by agricultural producers. Reductions based on efficiencies referenced in the BMAP and 100% NOI enrollment of unenrolled acres. | Agricultural BMPs | Underway | Not provided | TBD | 3079 | N/A | Basinwide | N/A | 813000 | Not provided | TBD | TBD | N/A | Not provided | Not provided | Not provided
4947 | KING | DEP FPS | N/A | FPS-01 | Crystal River State Park Septic Upgrade | Removal of existing septic tanks and connect the park to the City of Crystal River’s sanitary sewer system. | OSTDS Phase Out | Completed | 2017 | 2019 | 100 | N/A | Inside PFA | N/A | 200000 | N/A | DEP | $200,000 | N/A | N/A | 28.90925 | -82.62856
4948 | KING | SWFWMD | Stakeholders | SWF-01 | Crystal River/Kings Bay Surface Water Improvement and Management (SWIM) Plan | Implementation and periodic review and update of the CR/KB SWIM Plan. | Study | Completed | 2013 | 2015 | N/A | N/A | Basinwide | N/A | 205885 | N/A | SWFWMD | $205,885 | N/A | Not provided | 28.8936 | -82.6043
4949 | KING | SWFWMD | City of Crystal River/ U.S. Fish and Wildlife Service | SWF-02 | Three Sisters Springs Wetland Treatment Project | Design and construction of a stormwater treatment wetland that will intercept stormwater to improve water quality before discharge into Kings Bay. | Constructed Wetland Treatment | Underway | 2015 | 2017 | N/A | N/A | Kings Bay | 217 | 643099 | N/A | SWFWMD | $643,009 | N/A | Not provided | 28.927088 | -82.497142
4950 | KING | SWFWMD | N/A | SWF-03 | Three Sister Springs Sediment Removal Feasibility Study | Dredging activities and underwater habitat restoration to remove sediment from spring vents which should lead to increased spring discharge and removal of nutrients contained within the sediments. | Muck Removal/Restoration Dredging | Underway | 2016 | 2021 | N/A | N/A | Kings Bay | N/A | 470000 | N/A | SWFWMD | $470,000 | N/A | Not provided | 28.927088 | -82.497142
4951 | KING | SWFWMD | Agricultural Producers | SWF-04 | Facilitating Agricultural Resource Management Systems (FARMS) Program | The FARMS Program is an agricultural BMP cost-share program to promote improved water quality in spring systems through approved precision nutrient application technologies. | Agricultural BMPs | Underway | Prior to 2012 | 2021 | TBD | N/A | Basinwide | TBD | TBD | N/A | SWFWMD | TBD | N/A | Not provided | 28.93 | -82.51
4952 | KING | SWFWMD | N/A | SWF-05 | Evaluation of Nitrogen Leaching from Reclaimed Water | This project will determine typical nitrogen leaching rates from reclaimed water application to lawns, spray fields, and rapid infiltration basins. This information can identify the best disposal methods to minimize nitrogen loading to groundwater. | Study | Completed | 2014 | 2019 | N/A | N/A | Basinwide | N/A | 294000 | N/A | SWFWMD | $294,000 | N/A | Not provided | 28.927088 | -82.497142
4953 | KING | SWFWMD | N/A | SWF-06 | Springs Coast Wastewater Disposal Treatment Wetlands | This project will assess areas to determine sites appropriate for construction of wetlands to treat WWTF effluent. | Study | Completed | 2014 | 2015 | N/A | N/A | Basinwide | N/A | 400000 | N/A | SWFWMD | $400,000 | N/A | Not provided | 28.927088 | -82.497142
4954 | KING | UF-IFAS | SWFWMD | IFAS-01 | Development of Landscape Fertilizer Best Management Practices (BMPs) | The objective of this project is to verify the accuracy of the Florida Yards and Neighborhoods (FYN) and Florida Green Industries BMPs fertilizer recommendations. Canceled in 2019; unknown if there is a principal investigator. | Study | Canceled | 2012 | 2018 | N/A | N/A | Basinwide | N/A | 274429 | N/A | SWFWMD | $274,429 | N/A | Not provided | N/A | N/A
4955 | KING | UF-IFAS | SWFWMD | IFAS-02 | Composting at Animal Stock Facilities | Evaluate the nutrient removal efficiency from composting animal waste. The project will compare nutrient leaching efficiency for manure stockpiling and composting facilities. | Study | Underway | 2016 | 2018 | N/A | N/A | Basinwide | N/A | 175000 | N/A | SWFWMD | $175,000 | N/A | Not provided | Not provided | Not provided
4956 | KING | Management Strategies | TBD | GC-01 | Golf Course Reduction Credits | 6% BMP credit on golf course load to groundwater, assuming 100% BMP implementation by golf course owners. | Fertilizer Reduction | Planned | TBD | TBD | 4757 | N/A | Basinwide | TBD | TBD | TBD | TBD | TBD | TBD | Not provided | N/A | N/A
4957 | KING | Management Strategies | TBD | SF-01 | Sports Field Reduction Credits | 10% BMP credit on sports field load to groundwater, assuming 100% BMP implementation by sports field owners. | Fertilizer Reduction | Planned | TBD | TBD | 129 | N/A | Basinwide | TBD | TBD | TBD | TBD | TBD | TBD | Not provided | N/A | N/A
4958 | KING | Management Strategies | TBD | WU-01 | Wastewater Treatment Facility Reduction Credits | Achieved by WWTF policy if implemented BMAP-wide, achieving 3 or 6 mg/L. | WWTF Upgrade | Planned | TBD | TBD | 10244 | N/A | Basinwide | TBD | TBD | TBD | TBD | TBD | TBD | Not provided | N/A | N/A
4959 | KING | Management Strategies | DEP | OSTDS-01 | Enhancement of Existing OSTDS - Voluntary | Upgrade, replacement, modification, addition of effective nitrogen reducing features, initial connection to a central sewer system, or other action to reduce nutrient loading, voluntarily taken by the owner of an OSTDS within the BMAP. | Onsite Sewage Treatment and Disposal System (OSTDS) Enhancement | Underway | 2018 | TBD | TBD | N/A | Basinwide | N/A | TBD | N/A | DEP | TBD | TBD | Not provided | N/A | N/A
4960 | KING | Management Strategies | DEP | OSTDS-02 | Enhancement of Existing OSTDS - Required | Upgrade, replacement, modification, addition of effective nitrogen reducing features, initial connection to a central sewer system, or other action taken to comply with the OSTDS Remediation Plan for the group of systems identified for remediation. | Onsite Sewage Treatment and Disposal System (OSTDS) Enhancement | Planned | TBD | TBD | TBD | N/A | Basinwide | N/A | TBD | N/A | DEP | TBD | TBD | Not provided | N/A | N/A
4961 | CHHO | City of Brooksville | N/A | COB-01 | Public Education Activities | Adopt fertilizer ordinance in 2017; website, public service announcements, brochures, etc. | Education Efforts | Ongoing | 2017 | N/A | 38 | N/A | Chassahowitzka | N/A | TBD | TBD | City | TBD | N/A | Not provided | 28.557337129001805 | -82.38818863068151
4962 | CHHO | City of Inverness | N/A | COI-01 | Public Education Activities | Implementation of Florida Yards & Neighborhood (FYN) Program; and website, public service announcements, brochures, etc. | Education Efforts | Ongoing | 2018 | N/A | 194 | N/A | Homosassa | N/A | TBD | TBD | City of Inverness | TBD | N/A | Not provided | 28.836308414085 | -82.33212981864
4989 | CHHO | Hernando County | SWFWMD | HC-06 | Little Withlacoochee River Watershed Resource Assessment and BMP Development Plan | Comprehensive engineering analysis, water quality assessment, watershed model development and conceptual BMP designs. | Study | Completed | 2014 | 2015 | N/A | N/A | Chassahowitzka | N/A | 100000 | N/A | County/ SWFWMD | County - $50,000/ SWFWMD - $50,000 | N/A | Not provided | Not provided | Not provided
4990 | CHHO | Hernando County | TBD | HC-07 | Blue Sink Stormwater Quality Improvement Project | Construction of stormwater BMP treatment train providing water quality pre-treatment of surface discharges to Blue Sink using enhanced nitrogen removal technology. | BMP Treatment Train | Planned | TBD | TBD | TBD | N/A | Chassahowitzka | TBD | 750000 | TBD | TBD | TBD | TBD | Not provided | Not provided | Not provided
4991 | CHHO | Hernando County | SWFWMD | HC-08 | Reclaimed Water Master Plan Revision | Revision to current reclaimed water plan to identify future growth and needed interconnections. The increased use of reclaimed water will reduce fertilizer application. | Study | Completed | 2016 | 2018 | N/A | N/A | Chassahowitzka | N/A | 150000 | N/A | County/ SWFWMD | SWFWMD - $75,000/ County - $75,000 | N/A | N781 | Not provided | Not provided
4992 | CHHO | Hernando County | N/A | HC-09 | Countryside Estates | Connect package plant at existing mobile home community to county sewer system via new force main and lift station. | WWTF Upgrade | Underway | 2016 | 2023 | 76 | N/A | Chassahowitzka | N/A | 693000 | Not provided | County | $1,001,300 | N/A | Not provided | 28.531538 | -82.3208676
4993 | CHHO | FDACS | Agricultural Producers | FDACS-01 | BMP Implementation and Verification - Farm Fertilizer | Enrollment and verification of farm fertilizer BMPs by agricultural producers. Reductions based on efficiencies referenced in the BMAP and 100% NOI enrollment of unenrolled acres. | Agricultural BMPs | Underway | N/A | TBD | 26548 | N/A | Basinwide | 32262 | N/A | N/A | FDACS | TBD | N/A | N/A | Not provided | Not provided
4994 | CHHO | FDACS | Agricultural Producers | FDACS-02 | BMP Implementation and Verification - Livestock Waste | Enrollment and verification of livestock waste BMPs by agricultural producers. Reductions based on efficiencies referenced in the BMAP and 100% NOI enrollment of unenrolled acres. | Agricultural BMPs | Underway | N/A | TBD | 14484 | N/A | Basinwide | 103427 | N/A | N/A | FDACS | TBD | N/A | N/A | Not provided | Not provided
4995 | CHHO | SWFWMD | Stakeholders | SWF-01 | Homosassa River Surface Water Improvement and Management (SWIM) Plan | Implementation and periodic review and update of the Homosassa SWIM Plan. | Study | Completed | 2015 | 2017 | N/A | N/A | Homosassa | N/A | 51500 | N/A | SWFWMD | $51,500 | N/A | Not provided | 28.705355 | -82.423396
4996 | CHHO | SWFWMD | Stakeholders | SWF-02 | Chassahowitzka River SWIM Plan | Implementation and periodic review and update of the Chassahowitzka SWIM Plan. | Study | Completed | 2015 | 2017 | N/A | N/A | Chassahowitzka | N/A | 51500 | N/A | SWFWMD | $51,500 | N/A | Not provided | 28.705355 | -82.423396
4997 | CHHO | SWFWMD | Agricultural Producers | SWF-03 | Facilitating Agricultural Resource Management Systems (FARMS) Program | The FARMS Program is an agricultural BMP cost-share program to promote improved water quality in spring systems through approved precision nutrient application technologies. | Agricultural BMPs | Ongoing | Prior to 2014 | N/A | TBD | N/A | Basinwide | TBD | TBD | N/A | SWFWMD | TBD | N/A | Not provided | 28.703 | -82.447
4998 | CHHO | SWFWMD | N/A | SWF-04 | Evaluation of Nitrogen Leaching from Reclaimed Water | Study of nitrogen leaching rates from reclaimed water application to lawns, spray fields, and rapid infiltration basins to refine estimates of nitrogen loading to groundwater and identify the best disposal methods to minimize nitrogen loading. | Study | Completed | 2014 | 2020 | N/A | N/A | Basinwide | N/A | 294000 | N/A | SWFWMD | $294,000 | N/A | Not provided | 28.705355 | -82.423396
4999 | CHHO | SWFWMD | N/A | SWF-05 | Springs Coast Wastewater Disposal Treatment Wetlands | This project will assess areas to determine sites appropriate for construction of wetlands to treat WWTF effluent. | Study | Completed | 2014 | 2015 | N/A | N/A | Basinwide | N/A | 400000 | N/A | SWFWMD | $400,000 | N/A | Not provided | 28.68002 | -82.5265
5000 | CHHO | SWFWMD | N/A | SWF-08 | Homosassa Habitat Enhancement | Install, monitor, and maintain a floating wetland system in the Homosassa River within the Ellie Schiller Homosassa Wildlife State Park to evaluate the water quality and aquatic habitat benefits. | Floating Islands/ Managed Aquatic Plant Systems (MAPS) | Underway | 2016 | 2017 | TBD | N/A | Homosassa | N/A | 128471 | N/A | SWFWMD | $128,471 | N/A | Not provided | 28.8 | -82.589
5011 | WEEK | City of Brooksville | N/A | COB-01 | Public Education Activities | Adopt fertilizer ordinance in 2017; website, public service announcements, brochures, etc. | Education Efforts | Ongoing | 2017 | N/A | 22 | N/A | Brooksville | N/A | TBD | TBD | County | TBD | N/A | Not provided | 28.497180407994662 | -82.41346327065854
5012 | WEEK | City of Brooksville | DEP | COB-02 | Septic to Sewer Conversion | Connect approximately 75 septic systems to central sewer system. | OSTDS Phase Out | Canceled | 2019 | N/A | TBD | N/A | Brooksville | TBD | 1400000 | TBD | City/ DEP | TBD | TBD | Not provided | Not provided | Not provided
5013 | WEEK | City of Brooksville | DEP/ Other | COB-03 | Septic to Sewer Conversion | Connect approximately 300 septic systems to central sewer system. | OSTDS Phase Out | Canceled | 2027 | N/A | TBD | N/A | Brooksville | TBD | 6000000 | TBD | City/ DEP/ Other | TBD | TBD | Not provided | Not provided | Not provided
5014 | WEEK | City of Brooksville | DEP | COB-04 | Reuse Water to Hernando Oaks Golf Course | Connect Brooksville reclaim transmission line to Hernando Oaks Golf Course for irrigation purposes. | WWTF Diversion to Reuse | Canceled | 2018 | N/A | TBD | N/A | Brooksville | TBD | 490000 | TBD | DEP | $490,000 | TBD | Not provided | Not provided | Not provided
5015 | WEEK | Hernando County | DEP | HC-01 | Package Plant Connection Project | Connect several private wastewater package plants to the county's central wastewater collection system. | WWTF Upgrade | Underway | 2021 | 2023 | TBD | N/A | Hernando County | Not provided | 2739970 | TBD | County/ DEP | DEP - $2,483,670/ County - $256,300 | LP27017 | N/A | TBD | TBD
5016 | WEEK | Hernando County | DEP | HC-02 | Oakley Island Sewer Infrastructure | Design, permit, and construct a municipal sewer system to eliminate 15 septic systems and connect the county park to the sewer system. | OSTDS Phase Out | Underway | 2016 | 2021 | 338 | N/A | Hernando County | Not provided | 578760 | 15000 | County/ DEP | DEP - $491,160/ County - $87,600 | LP27016 | N/A | 28.541723 | -82.626664
5017 | WEEK | Hernando County | Fish & Wildlife Foundation | HC-03 | Septic to Sewer Conversion Study | Quantified and studied the feasibility of converting approximately 30,000 septic systems within 19 districts to central sewer in the Spring Hill area. | Study | Completed | 2016 | 2017 | N/A | N/A | Hernando County | N/A | 240000 | N/A | Fish & Wildlife Foundation/ County | Foundation - $138,000/ County - $102,000 | N/A | N/A | Not provided | Not provided
5018 | WEEK | Hernando County | DEP | HC-04 | District A - Phase I Septic to Sewer Conversion | Convert 450 septic systems to central sewer. | OSTDS Phase Out | Planned | 2019 | 2025 | 3370 | N/A | Hernando County | TBD | 16000000 | TBD | County/ DEP/ WMD | TBD | TBD | TBD | 28.515810 | -82.562502
5019 | WEEK | Hernando County | DEP | HC-05 | District A - Phase II Septic to Sewer Conversion | Convert 450 septic systems to central sewer. | OSTDS Phase Out | Planned | 2021 | 2028 | 3370 | N/A | Hernando County | TBD | 10000000 | TBD | County/ DEP/ WMD | TBD | TBD | TBD | 28.522244 | -82.555387
5020 | WEEK | Hernando County | DEP | HC-06 | District B - Phase I Septic to Sewer Conversion | Convert 650 septic systems to central sewer. | OSTDS Phase Out | Planned | 2023 | 2031 | 6035 | N/A | Hernando County | TBD | 14000000 | TBD | County/ DEP/ WMD | TBD | TBD | TBD | 28.505947 | -82.571865
5021 | WEEK | Hernando County | DEP | HC-07 | District B - Phase II Septic to Sewer Conversion | Convert 660 septic systems to central sewer. | OSTDS Phase Out | Planned | 2025 | 2034 | 6128 | N/A | Hernando County | TBD | 14000000 | TBD | County/ DEP/ WMD | TBD | TBD | TBD | 28.509136 | -82.564923
5022 | WEEK | Hernando County | DEP | HC-08 | Pine Island Park Septic to Sewer Conversion | Convert 90 septic systems to central sewer. Canceled in 2019. | OSTDS Phase Out | Canceled | 2018 | 2020 | N/A | N/A | Hernando County | TBD | 2135960 | TBD | N/A | N/A | N/A | N/A | 28.571795 | -82.654608
5023 | WEEK | Hernando County | DEP | HC-09 | Mary's Fish Camp Septic to Sewer Conversion | Convert 25 recreation vehicle lot septic systems to central sewer. Canceled in 2019. | OSTDS Phase Out | Canceled | 2020 | 2021 | N/A | N/A | Hernando County | TBD | 717800 | TBD | N/A | N/A | N/A | N/A | 28.542910 | -82.627435
5024 | WEEK | Hernando County | DEP/ SWFWMD | HC-10 | U.S. 19 Reclaimed Water Transmission - Phase I | This is the first phase of a reclaimed water main loop around western Hernando County. The project will initially provide 1.7 MGD of reclaimed water to the Timber Pines Subdivision and Golf Course, with future utilization up to 4.5 MGD. | WWTF Diversion to Reuse | Completed | 2016 | 2019 | N/A | N/A | Hernando County | N/A | 8012642 | 15000 | DEP/ SWFWMD/ County | DEP - $4,006,321/ County - $2,003,160.50/ SWFWMD - $2,003,160.50 | S0920 | N696 | 28.5552621 | -82.562284
5025 | WEEK | Hernando County | SWFWMD | HC-11 | Reclaimed Water Master Plan Revision | Revision to current reclaimed water plan to identify future growth and needed interconnections. The increased use of reclaimed water will reduce fertilizer application. | Study | Completed | 2016 | 2019 | N/A | N/A | Hernando County | N/A | 150000 | N/A | County/ SWFWMD | SWFWMD - $75,000/ County - $75,000 | N/A | 17CF0000444 | Not provided | Not provided
5026 | WEEK | Hernando County | N/A | HC-12 | Public Education Activities | Adopted fertilizer ordinance; pet waste ordinance; website, brochures, public service announcements, etc. | Education Efforts | Completed | 2013 | 2013 | 3772 | N/A | Hernando County | N/A | N/A | 20000 | County | $20,000 | N/A | N/A | Not provided | Not provided
5027 | WEEK | Hernando County | DEP/ SWFWMD | HC-13 | Drainage Retention Area Retrofits | Conceptual planning for the retrofitting of 10 drainage retention areas within two miles of the Weeki Wachee Spring using biosorption activated media. Construction should occur in 2020 depending on funding. | Wet Detention Pond | Planned | 2017 | 2021 | 200 | N/A | Hernando County | 10 | 750000 | Not provided | County/ DEP/ SWFWMD | Not provided | Not provided | Not provided | Not provided | Not provided
5028 | WEEK | Hernando County | DEP | HC-14 | BMAP Manager | Proposed position to be filled by a high level staff person to lead all aspects of BMAP implementation for Hernando County. This position will be responsible for intergovernmental coordination with agencies to fulfill BMAP requirements. Canceled in 2019. | Regulations, Ordinances, and Guidelines | Canceled | 2017 | 2031 | N/A | N/A | Hernando County | N/A | 150000 | 150000 | TBD | TBD | TBD | N/A | N/A | N/A
5029 | WEEK | Hernando County | SWFWMD | HC-15 | South Brooksville BMP 5 Dauson Stormwater Project | Construction of a stormwater pond providing water quality treatment and flood storage for runoff from untreated existing urban area. | Wet Detention Pond | Completed | 2012 | 2014 | 179 | N/A | Hernando County | 3 | 498625 | 1000 | County/ SWFWMD | SWFWMD - $175,000/ County - $323,625 | Not provided | Not provided | Not provided | Not provided
5030 | WEEK | Hernando County | SWFWMD | HC-16 | South Brooksville BMP 6 Josephine Street Stormwater Project | Construction of a stormwater pond providing water quality treatment and flood storage for runoff from untreated existing urban area. | Wet Detention Pond | Underway | 2015 | 2018 | 36 | N/A | Hernando County | 5 | 612000 | Not provided | County/ SWFWMD | SWFWMD - $175,000/ County - $437,000 | Not provided | Not provided | Not provided | Not provided
5031 | WEEK | Hernando County | SWFWMD | HC-17 | South Brooksville BMP 7 Russell Street Stormwater Project | Construction of a stormwater pond providing water quality treatment and flood storage for runoff from untreated existing urban area. | Wet Detention Pond | Underway | 2015 | 2017 | 80 | N/A | Hernando County | 5 | 1115612 | 1000 | County/ SWFWMD | SWFWMD - $475,000/ County - $640,612 | Not provided | Not provided | Not provided | Not provided
5032 | WEEK | Hernando County | SWFWMD/ DEP/ USDA | HC-18 | Peck Sink Preserve Stormwater Management Facility | Construction of stormwater treatment train providing water quality pretreatment of surface discharges to Peck Sink. | BMP Treatment Train | Completed | 2010 | 2014 | Not provided | N/A | Hernando County | Not provided | 3200000 | 3000 | County/ SWFWMD/ DEP/ USDA | Not provided | Not provided | Not provided | Not provided | Not provided
5041 | WEEK | Hernando County | SWFWMD | HC-27 | Powell Sink Watershed Master Plan | Comprehensive engineering analysis, water quality assessment, watershed model development, and conceptual BMP designs. | Study | Completed | 2014 | 2016 | N/A | N/A | Hernando County | N/A | 150000 | N/A | SWFWMD/ County | SWFWMD - $75,000/ County - $75,000 | N/A | Not provided | Not provided | Not provided
5042 | WEEK | Hernando County | SWFWMD | HC-28 | Spring Hill Lakes Resource Assessment and BMP Plan | Comprehensive engineering analysis, water quality assessment, watershed model development, and conceptual BMP designs. | Study | Underway | 2015 | 2017 | N/A | N/A | Hernando County | N/A | 200000 | N/A | SWFWMD/ County | SWFWMD - $100,000/ County - $100,000 | N/A | Not provided | Not provided | Not provided
5090 | GEMI | FDOT District 5 | N/A | FDOT-06 | 77160 3436 (pond A, A-1) | Wet detention pond. | Wet Detention Pond | Completed | 2000 | 2012 | 31.1655 | N/A | Inside Springshed | 56.5 | Not provided | Not provided | Florida Legislature | N/A | N/A | Not provided | 28.785044 | -81.352759
5091 | GEMI | FDOT District 5 | N/A | FDOT-07 | 77160-3439-01 (Pond 1) | Wet detention pond. Completion date of project outside the project collection period. No credit assigned. | Wet Detention Pond | Completed | 2010 | Prior to 2009 | N/A | N/A | Inside Springshed | 20.3 | Not provided | Not provided | Florida Legislature | N/A | N/A | Not provided | 28.78311 | -81.35321
5092 | GEMI | FDOT District 5 | N/A | FDOT-08 | FM 242702 79110-3403-06 (RR-3) | Wet detention pond. Completion date of project outside the project collection period. No credit assigned. | Wet Detention Pond | Completed | 2001 | Prior to 2009 | N/A | N/A | Inside Springshed | 53.1 | Not provided | Not provided | Florida Legislature | N/A | N/A | Not provided | 28.846799 | -81.31273
5093 | GEMI | FDOT District 5 | N/A | FDOT-08a | FM 242702 79110-3403-04 & 05 (Pond QQ3 & QQ-5)(RR-3) | Wet detention pond. Completion date of project outside the project collection period. No credit assigned. | Wet Detention Pond | Completed | 2001 | Prior to 2009 | N/A | N/A | Inside Springshed | 47.6 | Not provided | Not provided | Florida Legislature | N/A | N/A | Not provided | Incompatible Point | Incompatible Point
5094 | GEMI | FDOT District 5 | N/A | FDOT-09 | FM 437100-1 Dry Detention Pond | The project entails construction of a new state-of-the-art Regional Transportation Management Center (RTMC) for the Florida Department of Transportation and the Florida Highway Patrol Dispatch. There is a pond being built with the project. | On-line Retention BMPs | Underway | 2017 | 2020 | 0.06 | N/A | Inside Springshed | 6.61 | Not provided | Not provided | Florida Legislature | N/A | N/A | Not provided | 28.800644 | -81.345021
5095 | GEMI | City of Lake Mary | N/A | LM-01 | Fertilizer ordinance | Fertilizer ordinance. | Regulations, Ordinances, and Guidelines | Ongoing | 2017 | N/A | 17 | N/A | Inside Springshed | N/A | N/A | N/A | N/A | N/A | N/A | Not provided | 28.773611 | -81.338333
5096 | GEMI | Seminole County | N/A | SC-01 | Elder RSF | RSF to collect and treat stormwater runoff. Completion daate of project is outside the project collection period. No credit assigned. | Wet Detention Pond | Completed | Prior to 2009 | Prior to 2009 | N/A | N/A | Inside Springshed | 229.7 | 3884496 | 19251 | N/A | N/A | N/A | N/A | 28.818116 | -81.325995
5097 | GEMI | Seminole County | DEP | SC-02 | Lockhart Smith RSF | RSF to collect and treat stormwater runoff. Completion daate of project is outside the project collection period. No credit assigned. | Wet Detention Pond | Completed | Prior to 2009 | Prior to 2009 | N/A | N/A | Inside Springshed | 2757 | 3618749 | TBD | DEP | DEP - $2,738,755 | S0261 | N/A | 28.823258 | -81.334837
5098 | GEMI | Seminole County | N/A | SC-03 | Street Sweeping | Street sweeping throughout the county. | Street Sweeping | Ongoing | 2009 | N/A | 9 | N/A | Inside Springshed | N/A | TBD | TBD | N/A | N/A | N/A | N/A | 28.808801 | -81.34778
5099 | GEMI | Seminole County | Seminole County/ Altamonte/ Casselberry/ Oviedo/ Winter Springs/ Sanford/ Longwood/ Lake Mary | SC-04 | Education Efforts | FYN, landscaping ordinance, irrigation ordinance, pet waste ordinance, PSAs, pamphlets, website, Illicit Discharge Program and standard credit for fertilizer ordinance. | Education Efforts | Ongoing | 2009 | N/A | 822.0554 | N/A | Inside Springshed | N/A | N/A | 65000 | City Partners | City Partners - $28,000 | N/A | N/A | 28.808801 | -81.34778
5107 | GEMI | Volusia County | Not provided | VC-04 | Lemon Bluff Road Ramp | Grass swales without swale blocks or raised culverts. | Grass swales with swale blocks or raised culverts | Completed | 2012 | 2011 | 0.1479 | N/A | Not provided | 0.2 | 55550 | Not provided | Not provided | Not provided | N/A | Not provided | Incompatible Point | Incompatible Point
5108 | GEMI | Volusia County | Not provided | VC-05 | DeBary Avenue Expansion | DeBary Avenue - Doyle Rd. expansion. | Wet Detention Pond | Completed | 2012 | 2012 | 8.663 | N/A | Not provided | 123.3 | Not provided | Not provided | Not provided | Not provided | N/A | Not provided | Incompatible Point | Incompatible Point
5109 | GEMI | Volusia County | Not provided | VC-06 | Lake Winnemissett Non-contributing Basin | Non-contributing basin as determined in the Harney Monroe BMAP. | Non-contributing Basin | Completed | 2012 | 2012 | 139.0089 | N/A | Inside Springshed | 1003.3 | N/A | N/A | N/A | N/A | N/A | Not provided | Incompatible Point | Incompatible Point
5110 | GEMI | Volusia County | Not provided | VC-07 | Roadside Ditch Cleaning | Ongoing roadside ditch cleaning throughout county. | BMP Cleanout | Ongoing | 2016 | N/A | TBD | N/A | Inside Springshed | N/A | Not provided | Not provided | Not provided | Not provided | N/A | Not provided | Not provided | Not provided
5111 | GEMI | Volusia County | Not provided | VC-08 | Fertilizer ordinance | Fertilizer restrictions including summer ban on nitrogen and phosphorus. | Regulations, Ordinances, and Guidelines | Ongoing | 2015 | N/A | 0 | N/A | Inside Springshed | N/A | Not provided | Not provided | Volusia County | Not provided | N/A | Not provided | Not provided | Not provided
5112 | GEMI | FDACS | Agricultural Producers | FDACS-01 | BMP Implementation and Verification - Farm Fertilizer | Enrollment and verification of farm fertilizer BMPs by agricultural producers. Reductions based on efficiencies referenced in the BMAP and 100% NOI Enrollment. | Agricultural BMPs | Underway | 2018 | TBD | 47 | N/A | Inside Springshed | 193 | N/A | N/A | FDACS | TBD | N/A | N/A | Not provided | Not provided
5131 | WACI | Management Strategies | TBD | WU-01 | Wastewater Treatment Facility Reduction Credits | Achieved by WWTF policy if implemented BMAP-wide, achieving 3 or 6 mg/L. | WWTF Upgrade | Planned | TBD | TBD | 2026 | N/A | Basinwide | TBD | TBD | TBD | TBD | TBD | TBD | N/A | N/A | N/A
5132 | WACI | Management Strategies | TBD | LG-01 | Public Education | Adopted fertilizer ordinance. | Education Efforts | Planned | TBD | TBD | 19 | N/A | Basinwide | TBD | TBD | TBD | TBD | TBD | TBD | N/A | N/A | N/A
5133 | WACI | Management Strategies | TBD | PD-01 | Dairy BMP Reduction Credits | 15 % BMP credit on dairy load to groundwater assuming 100% owner implemented BMPs on all dairy lands. | Agricultural BMPs | Planned | TBD | TBD | 4642 | N/A | Basinwide | TBD | TBD | TBD | TBD | TBD | TBD | N/A | N/A | N/A
5134 | WACI | Management Strategies | DEP | OSTDS-01 | Enhancement of Existing OSTDS - Voluntary | Upgrade, replacement, modification, addition of effective nitrogen reducing features, initial connection to a central sewer system, or other action to reduce nutrient loading, voluntarily taken by the owner of an OSTDS within the BMAP. | Onsite Sewage Treatment and Disposal System (OSTDS) Enhancement | Underway | 2018 | N/A | TBD | N/A | Basinwide | N/A | TBD | N/A | DEP | TBD | TBD | N/A | N/A | N/A
5135 | OKLA | City of Clermont | N/A | CLR01 | Baffle Boxes | Seven baffle boxes with hydrocarbon absorbent pillows installed. Each unit 15 ft by 5.33 ft by 7 ft deep. Units installed. | Baffle Boxes- First Generation | Completed | Not provided | 2007 | 325 | 199 | Palatlakaha River Basin | Not provided | Not provided | Not provided | City of Clermont | Not provided | N/A | Not provided | 28.5523 | -81.7685
5136 | OKLA | City of Clermont | N/A | CLR02 | Street Sweeping | City sweeps streets within commercial area and main roads. The frequency benchmark shall be monthly or as needed. The performance benchmark shall be 1682 miles of road swept per year with approximately 616.4 cubic yards of material removed annually. | Street Sweeping | Ongoing | Not provided | N/A | 211 | 135 | Palatlakaha River Basin | N/A | Not provided | Not provided | City of Clermont | Not provided | N/A | Not provided | 28.5523 | -81.7685
5144 | BACH | Escambia County | DEP | Escambia County-096 | Jackson Creek Short-term Source ID Partnership | Source identification sampling conducted in partnership with DEP on priority areas. | FIB- Source Identification Activities | Ongoing | 2019 | N/A | N/A | N/A | 846B | N/A | TBD | TBD | Escambia County/ DEP | TBD | Not provided | N/A | 30.420380 | -87.275021
5145 | BIRL | City of Indian Harbour Beach | N/A | IHB-37 | Gleason Park Irrigation Phase 3 | Expansion of irrigation in Gleason Park to cover SE area of park. | Stormwater Reuse | Completed | 2019 | 2019 | 53.6 | 8.4 | B | 129 | 12000 | Not provided | City of IHB Stormwater Utility | N/A | N/A | N/A | 28.141982 | -80.591262
5146 | BIRL | Brevard County | MIRA/ SJRWMD/ SOIRL/ DEP | BC-44 | MIRA Phase 2 Septic to Sewer (S. Tropical Tr.) | Connect 80 commercial properties to sewer. | OSTDS Phase Out | Completed | 2017 | 2020 | TBD | N/A | B | N/A | Not provided | Not provided | SJRWMD/ SOIRL/ DEP | Not provided | 28731 | Not provided | 28.3109 | -80.63899
5147 | BIRL | Brevard County | SOIRL/ Brevard Zoo | BC-45 | Bettinger Oyster Bar | Construct 120-linear foot oyster bar. | Creating/ Enhancing Oyster Reefs | Completed | 2017 | 2019 | N/A | N/A | B | N/A | 101680 | N/A | Not provided | $10,680 | N/A | Not provided | 28.33225 | -80.615
5148 | BIRL | Brevard County | SOIRL/ Brevard Zoo | BC-46 | Gitlin Oyster Bar | Construct 180 linear foot oyster reef. | Creating/ Enhancing Oyster Reefs | Completed | 2017 | 2019 | N/A | N/A | B | N/A | 16020 | N/A | SOIRL | $16,020 | N/A | Not provided | 28.17243 | -80.60856
5149 | BIRL | Brevard County | SOIRL/ Brevard Zoo | BC-47 | Marina Isles Oyster Restoration | Construct 1500 linear foot oyster reef. | Creating/ Enhancing Oyster Reefs | Completed | 2017 | 2019 | N/A | N/A | B | N/A | 26700 | N/A | SOIRL | $26,700 | N/A | Not provided | 28.15255 | -80.60646
5150 | BIRL | Brevard County | SOIRL/ MRC | BC-48 | Cocoa Beach Living Shoreline | Plant 200 mangroves and 1000 spartina along shoreline of Cocoa Beach Country Club. | Creating/ Enhancing Living Shoreline | Completed | 2017 | 2018 | TBD | TBD | B | N/A | 16080 | N/A | SOIRL | $16,080 | N/A | Not provided | 28.3109 | -80.63899
5151 | BIRL | Brevard County | SOIRL/ Cocoa Beach | BC-49 | Cocoa Beach Muck Dredging Phase III | Remove 300,000 cubic yards of muck. Brevard County requested reassignment to Cocoa Beach. | Muck Removal/Restoration Dredging | Canceled | 2018 | 2019 | N/A | N/A | B | N/A | 2236566 | N/A | SOIRL/ DEP/ SJRWMD | SOIRL - $1,376,305 | N/A | Not provided | 28.329054 | -80.616699
5152 | BIRL | Brevard County | SOIRL | BC-50 | Education Efforts | Fertilizer, grass clippings, and septic system maintenance. | Enhanced Public Education | Ongoing | 2019 | N/A | N/A | N/A | A | N/A | 187500 | N/A | SOIRL | SOIRL - $187,500 | N/A | Not provided | 28.51274 | -80.61795
5153 | BIRL | Brevard County | SOIRL | BC-50a | Education Efforts | Fertilizer, grass clippings, and septic system maintenance. | Enhanced Public Education | Ongoing | 2019 | N/A | N/A | N/A | B | N/A | 187500 | N/A | SOIRL | SOIRL - $187,500 | N/A | Not provided | 28.30339 | -80.63981
5154 | BIRL | Brevard County | DEP | BC-51 | Andrix Blvd. - BB#973 | Biosorption Activated Media installed within existing Merritt Island drainage ditch system to remove nitrogen from groundwater baseflow. | Biosorption Activated Media (BAM) | Completed | 2016 | 2019 | TBD | TBD | B | 545 | 55000 | 1500 | Legislative Funding | $35,000 | LP0511A | Not provided | Incompatible Point | Incompatible Point
5155 | BIRL | Brevard County | MIRA/ SJRWMD/ SOIRL/ DEP | BC-52 | MIRA Phase 2 Bioswale Treatment Train (Merritt Ridge Pond) | Modification of existing wet pond to include bioswale with BAM. | BMP Treatment Train | Completed | 2017 | 2019 | TBD | TBD | B | 210 | Not provided | Not provided | Not provided | Not provided | 28731 | Not provided | 28.348499 | -80.68821
5156 | BIRL | Brevard County | MIRA/ SJRWMD/ SOIRL/ DEP | BC-53 | MIRA Phase 2 Septic to Sewer (Cone Rd) | Connect 60 commercial properties to sewer. | OSTDS Phase Out | Underway | 2017 | 2021 | TBD | TBD | B | N/A | 3138098 | TBD | SOIRL/ DEP | SOIRL - $191,125/ DEP - $400,000 | 28731 | TBD | 28.346872 | -80.691544
5157 | BIRL | Brevard County | SOIRL | BC-54 | Grass Clippings Campaign Phase 1 | Marketing and surveying. Combined with BC-50 and BC-50a. | Education Efforts | Canceled | Not provided | 2019 | N/A | N/A | A | N/A | 6666.66 | N/A | SOIRL | $20,000 | N/A | Not provided | 28.51274 | -80.61795
5158 | BIRL | Brevard County | SOIRL | BC-54a | Grass Clippings Campaign Phase 1 | Marketing and surveying. Combined with BC-50 and BC-50a. | Education Efforts | Canceled | Not provided | 2020 | N/A | N/A | B | N/A | 6667.66 | N/A | SOIRL | $20,001 | N/A | Not provided | 28.51274 | -80.61795
5159 | BIRL | City of Cape Canaveral | N/A | CC-41 | Carbon (Micro C) Feed System Installation | WWTF Effluent Polishing System. | WWTF Upgrade | Underway | 2019 | 2021 | N/A | N/A | B | N/A | 1249700 | 20000 | City | N/A | N/A | N/A | 28.392532 | -80.617656
5176 | CALO | Clewiston Drainage District | N/A | CD-05 | Aquatic Vegetation Control | Mechanical removal of vegetation. | Aquatic Vegetation Harvesting | Planned | 2020 | N/A | N/A | N/A | East Caloosahatchee | N/A | 2000 | N/A | Clewiston Drainage District | $14,000 | N/A | N/A | 26.755175 | -80.935078
5177 | CALO | County Line Drainage District | DEP/ FDACS | CL-01 | Public Education and Outreach | Updates on BMAP and requirements during annual landowner meetings. | Education Efforts | Planned | Not provided | N/A | N/A | N/A | West Caloosahatchee | N/A | Not provided | N/A | County Line Drainage District | Not provided | N/A | N/A | Not provided | Not provided
5178 | CALO | County Line Drainage District | FDACS | CL-02 | FDACS BMP Assistance | Provide assistance to FDACS, as needed, to encourage landowners to enroll in BMPs. | Agricultural BMPs | Planned | Not provided | N/A | N/A | N/A | West Caloosahatchee | N/A | Not provided | N/A | County Line Drainage District | Not provided | N/A | N/A | Not provided | Not provided
5179 | CALO | County Line Drainage District | N/A | CL-03 | Nutrient Controls | No application of fertilizer in district's rights-of-way. | Fertilizer Cessation | Completed | Not provided | 2020 | N/A | N/A | West Caloosahatchee | N/A | Not provided | N/A | County Line Drainage District | Not provided | N/A | N/A | Not provided | Not provided
5180 | CALO | County Line Drainage District | N/A | CL-04 | Canal Cleaning Program | Review and field evaluation of sediment accumulation and scheduling of removal, when necessary. | Muck Removal/Restoration Dredging | Planned | Not provided | N/A | N/A | N/A | West Caloosahatchee | N/A | Not provided | N/A | County Line Drainage District | Not provided | N/A | N/A | Not provided | Not provided
5181 | CALO | County Line Drainage District | N/A | CL-05 | Control Structures | Annual maintenance of water control structures. | Control Structure | Ongoing | Not provided | N/A | N/A | N/A | West Caloosahatchee | N/A | Not provided | N/A | County Line Drainage District | Not provided | N/A | N/A | Not provided | Not provided
5182 | CALO | Collins Slough WCD | DEP/ FDACS | CS-01 | Public Education and Outreach | Updates on BMAP and requirements during annual landowner meetings. | Education Efforts | Planned | 2021 | N/A | N/A | N/A | East Caloosahatchee | N/A | 500 | N/A | Collins Slough WCD | $500 | N/A | N/A | 26.649244 | -81.274416
5183 | CALO | Collins Slough WCD | FDACS | CS-02 | FDACS BMP Assistance | Provide assistance to FDACS, as needed, to encourage landowners to enroll in BMPs. | Agricultural BMPs | Planned | 2021 | N/A | N/A | N/A | East Caloosahatchee | N/A | 1000 | N/A | Collins Slough WCD | $1,000 | N/A | N/A | 26.649244 | -81.274416
5184 | CALO | Collins Slough WCD | N/A | CS-03 | Nutrient Controls | No application of fertilizer in district's rights-of-way. | Fertilizer Cessation | Completed | 2021 | 2020 | N/A | N/A | East Caloosahatchee | N/A | 0 | N/A | Collins Slough WCD | N/A | N/A | N/A | 26.657172 | -81.280753
5185 | CALO | Collins Slough WCD | N/A | CS-04 | Canal Cleaning Program | Review and field evaluation of sediment accumulation and scheduling of removal, when necessary. | Muck Removal/Restoration Dredging | Planned | 2021 | N/A | N/A | N/A | East Caloosahatchee | N/A | 75000 | N/A | Collins Slough WCD | $75,000 | N/A | N/A | 26.657172 | -81.280753
5186 | CALO | Collins Slough WCD | N/A | CS-05 | Control Structures | Annual maintenance of water control structures. | Control Structure | Ongoing | 2021 | N/A | N/A | N/A | East Caloosahatchee | N/A | 20000 | N/A | Collins Slough WCD | $20,000 | N/A | N/A | 26.779836 | -81.233122
5187 | CALO | Cow Slough WCD | DEP/ FDACS | CSW-01 | Public Education and Outreach | Updates on BMAP and requirements during annual landowner meetings. | Education Efforts | Planned | 2020 | N/A | N/A | N/A | West Caloosahatchee | N/A | 500 | N/A | Cow Slough WCD | $500 | N/A | N/A | 26.514897 | -81.454758
5188 | CALO | Cow Slough WCD | FDACS | CSW-02 | FDACS BMP Assistance | Provide assistance to FDACS, as needed, to encourage landowners to enroll in BMPs. | Agricultural BMPs | Planned | 2020 | N/A | N/A | N/A | West Caloosahatchee | N/A | 1000 | N/A | Cow Slough WCD | $1,000 | N/A | N/A | 26.514897 | -81.454758
5189 | CALO | Cow Slough WCD | N/A | CSW-03 | Nutrient Controls | No application of fertilizer in district's rights-of-way. | Fertilizer Cessation | Completed | 2020 | 2020 | N/A | N/A | West Caloosahatchee | N/A | 0 | N/A | Cow Slough WCD | N/A | N/A | N/A | 26.531367 | -81.46105
5190 | CALO | Cow Slough WCD | N/A | CSW-04 | Canal/Ditch Bank Berms | Minimize sediment transport by constructing berms on top of canal/ditch banks and promoting vegetation cover. | Shoreline Stabilization | Planned | 2020 | N/A | N/A | N/A | West Caloosahatchee | N/A | 13000 | N/A | Cow Slough WCD | $13,000 | N/A | N/A | 26.53136722 | -81.4610504
5191 | CALO | Cow Slough WCD | N/A | CSW-05 | Control Structures | Annual maintenance of water control structures. | Control Structure | Ongoing | 2020 | N/A | N/A | N/A | West Caloosahatchee | N/A | 2500 | N/A | Cow Slough WCD | $2,500 | N/A | N/A | 26.573 | -81.465186
5192 | CALO | Devil's Garden WCD | DEP/ FDACS | DG-01 | Public Education and Outreach | Updates on BMAP and requirements during annual landowner meetings. | Education Efforts | Planned | 2020 | N/A | N/A | N/A | West Caloosahatchee | N/A | 500 | N/A | Devil's Garden WCD | $500 | N/A | N/A | 26.594803 | -81.232531
5550 | BIRL | FDACS | Agricultural Producers | FDACS-02 | BMP Implementation and Verification | Enrollment and verification of BMPs by agricultural producers. | Agricultural BMPs | Ongoing | N/A | N/A | 0 | 0 | B | 0 | N/A | N/A | FDACS | TBD | N/A | N/A | 28.458899 | -80.661824
5551 | BIRL | FDACS | Agricultural Producers | FDACS-03 | Cost-Share BMP Projects | Cost-share projects paid for by FDACS. | Agricultural BMPs | Completed | Not provided | N/A | 0 | 0 | A | N/A | TBD | TBD | FDACS | TBD | N/A | N/A | Not provided | Not provided
5552 | BIRL | FDACS | Agricultural Producers | FDACS-04 | Cost-Share BMP Projects | Cost-share projects paid for by FDACS. | Agricultural BMPs | Completed | Not provided | N/A | 0 | 0 | B | N/A | TBD | TBD | FDACS | TBD | N/A | N/A | Not provided | Not provided
5553 | CIRL | Brevard County | W. Melbourne/ Grant-Valkaria/ Malabar/ Melbourne/ Cocoa/ IHB/ Sat. Beach/ Cocoa Beach/ Cape Canaveral | BC-05a | Education Efforts | FYN, fertilizer and pet waste ordinances, public service announcements (PSAs), pamphlets, website, illicit discharge program. | Education Efforts | Ongoing | Not provided | N/A | 3127.2 | 466.14 | SEB | N/A | N/A | N/A | County | N/A | N/A | Not provided | 27.870961 | -80.580086
5554 | CIRL | Brevard County | N/A | BC-06a | Street Sweeping | Remove debris from 786 linear feet of curb street throughout the county. | Street Sweeping | Ongoing | Not provided | N/A | 57.63 | 36.72 | SEB | N/A | N/A | N/A | N/A | N/A | N/A | Not provided | 27.870961 | -80.580086
5193 | CALO | Devil's Garden WCD | FDACS | DG-02 | FDACS BMP Assistance | Provide assistance to FDACS, as needed, to encourage landowners to enroll in BMPs. | Agricultural BMPs | Planned | 2020 | N/A | N/A | N/A | West Caloosahatchee | N/A | 1000 | N/A | Devil's Garden WCD | $1,000 | N/A | N/A | 26.594803 | -81.232531
5194 | CALO | Devil's Garden WCD | N/A | DG-03 | Nutrient Controls | No application of fertilizer in district's rights-of-way. | Fertilizer Cessation | Completed | 2020 | 2020 | N/A | N/A | West Caloosahatchee | N/A | 0 | N/A | Devil's Garden WCD | N/A | N/A | N/A | 26.625883 | -81.236528
5195 | CALO | Devil's Garden WCD | N/A | DG-04 | Canal Cleaning Program | Review and field evaluation of sediment accumulation and scheduling of removal, when necessary. | Muck Removal/Restoration Dredging | Planned | 2020 | N/A | N/A | N/A | West Caloosahatchee | N/A | 75000 | N/A | Devil's Garden WCD | $75,000 | N/A | N/A | 26.625883 | -81.236528
5196 | CALO | Devil's Garden WCD | N/A | DG-05 | Control Structures | Annual maintenance of water control structures. | Control Structure | Ongoing | 2021 | N/A | N/A | N/A | West Caloosahatchee | N/A | 20000 | N/A | Devil's Garden WCD | $20,000 | N/A | N/A | 26.779794 | -81.233103
5197 | CALO | Disston Island Conservancy District | DEP/ FDACS | DI-01 | Public Education and Outreach | Updates on BMAP and requirements during annual landowner meetings. | Education Efforts | Planned | 2021 | N/A | N/A | N/A | East Caloosahatchee | N/A | 500 | N/A | Disston Island Conservancy District | $500 | N/A | N/A | 26.826065 | -81.781427
5198 | CALO | Disston Island Conservancy District | FDACS | DI-02 | FDACS BMP Assistance | Provide assistance to FDACS, as needed, to encourage landowners to enroll in BMPs. | Agricultural BMPs | Planned | 2020 | N/A | N/A | N/A | East Caloosahatchee | N/A | 1000 | N/A | Disston Island Conservancy District | $1,000 | N/A | N/A | 26.826065 | -81.781427
5199 | CALO | Disston Island Conservancy District | N/A | DI-03 | Nutrient Controls | No application of fertilizer in district's rights-of-way. | Fertilizer Cessation | Completed | 2020 | 2020 | N/A | N/A | East Caloosahatchee | N/A | 0 | N/A | Disston Island Conservancy District | N/A | N/A | N/A | 26.791572 | -81.027575
5200 | CALO | Disston Island Conservancy District | N/A | DI-04 | Slow Velocity in the Main Canal | Minimize sediment transport by slowing velocity in main canal near main discharge structure. | Control Structure | Planned | 2021 | TBD | N/A | N/A | East Caloosahatchee | N/A | TBD | N/A | Disston Island Conservancy District | TBD | N/A | N/A | 26.784144 | -81.037333
5201 | CALO | Disston Island Conservancy District | N/A | DI-05 | Control Structures | Annual maintenance of water control structures. | Control Structure | Ongoing | 2021 | N/A | N/A | N/A | East Caloosahatchee | N/A | TBD | N/A | Disston Island Conservancy District | TBD | N/A | N/A | 26.806014 | -81.029964
5202 | CALO | FDOT District 1 | Lee County | FDOT-31 | Six Mile Cypress Preserve North Hydrologic Restoration project | Hydrologic restoration project. | Hydrologic restoration | Completed | Not provided | 2005 | 718.1298 | 134.1258 | Tidal Caloosahatchee | 114.3 | 1799539 | 70260 | County/ SFWMD/ FDOT | $567,500 | N/A | Not provided | 26.6350564 | -81.77009798
5247 | HAMO | City of Deltona | N/A | DEL-11 | DRA GC4 | Water quality treatment for a residential basin within the BMAP area. | On-line Retention BMPs | Planned | Not provided | 2022 | 36.46 | 5.45 | N/A | 26.44 | 250000 | 8000 | Not provided | Not provided | Not provided | Not provided | Not provided | Not provided
5248 | HAMO | City of Deltona | N/A | DEL-12 | DRA GC7 | Water quality treatment for a residential basin within the BMAP area. | On-line Retention BMPs | Planned | Not provided | 2022 | 5.74 | 1.84 | N/A | 13.7 | 200000 | 8000 | Not provided | Not provided | Not provided | Not provided | Not provided | Not provided
5249 | HAMO | City of Deltona | SJRWMD/ DEP | DEL-13 | Norwood Stormwater Lift Station (Future) | Stormwater is pumped into Alexander Avenue Water Resources Facility (AAWRF) for treatment. The AAWRF treats up to 4MGD of surface water and stormwater used to augment the Public Access Reuse (PAR) systems for Deltona and Volusia County. | Stormwater Reuse | Planned | Not provided | 2024 | TBD | TBD | N/A | Not provided | TBD | TBD | Deltona | TBD | TBD | TBD | 28.88967791 | -81.24278479
5250 | HAMO | City of Deltona | SJRWMD/ DEP | DEL-14 | Saxon/I-4 Stormwater Lift Station (Future) | Stormwater is pumped into Alexander Avenue Water Resources Facility (AAWRF) for treatment. The AAWRF treats up to 4MGD of surface water and stormwater used to augment the Public Access Reuse (PAR) systems for Deltona and Volusia County. | Stormwater Reuse | Planned | Not provided | 2029 | TBD | TBD | N/A | 16.23 | TBD | TBD | Deltona/ SJRWMD/ DEP | TBD | TBD | TBD | 28.913640 | -81.243180
5251 | HAMO | FDOT District 5 | N/A | FDOT-44 | FM: 240200-3-52-01 | SR 46 (Wekiva Parkway) from Orange Blvd. to N. Oregon St./Wayside Dr. | Wet Detention Pond | Underway | Not provided | 2021 | 17.6 | 6.6 | N/A | 18.68 | Not provided | Not provided | Florida Legislature | Not provided | N/A | N/A | 28.808909 | -81.346625
5252 | HAMO | City of Orange City | N/A | OC-02 | Stormwater Inlet Cleaning and Maintenance | Municipal operation pollution prevention and good housekeeping which occurs annually. | BMP Cleanout | Ongoing | 2017 | N/A | 7 | 3 | N/A | N/A | 20000 | 18687 | Orange City | $18,286 | N/A | N/A | 28.950428 | -81.265800
5253 | HAMO | Volusia County | N/A | VC-09 | Fertilizer Ordinance | Fertilizer restrictions including summer ban on nitrogen and phosphorus. | Regulations, Ordinances, and Guidelines | Ongoing | 2015 | N/A | TBD | N/A | N/A | N/A | Not provided | Not provided | Volusia County General Fund | N/A | N/A | Not provided | Not provided | Not provided
5254 | HAMO | Volusia County | SJRWMD | VC-10 | Thornby Park Improvement Project | Installation of baffle boxes and upflow filtration system. | Baffle Boxes- Second Generation | Planned | 2020 | 2020 | TBD | TBD | N/A | 65 | 476354 | Not provided | VC/ SJRWMD | TBD | TBD | Not provided | Not provided | Not provided
5255 | HILL | Hillsborough County | DEP | HC-027 | Spartman Branch Short-term Source ID Partnership | Source identification sampling conducted in partnership with DEP on priority areas. | FIB- Source Identification Activities | Completed | 2019 | 2019 | N/A | N/A | Spartman Branch/ Turkey Creek | N/A | 2000 | N/A | Hillsborough County/ DEP | Hillsborough County - $2,000/ DEP - TBD | Not provided | Not provided | 28.02136 | -82.18364
5256 | HILL | Hillsborough County | SWFWMD | HC-028 | Lake Thonotosassa/Baker Creek Watershed Bacterial Source Reduction Plan | Source determination with microbial component including qPCR DNA analysis. | FIB- Source Identification Activities | Ongoing | 2019 | N/A | N/A | N/A | Baker Creek/ Lake Thonotosassa | N/A | 200000 | N/A | Hillsborough County/ SWFWMD | Hillsborough County - $100,000/ SWFWMD - $100,000 | N/A | Not provided | 28.04789 | -82.26825
5257 | CHHO | Hernando County | DEP | HC-10 | Package Plant Connection Project | Connect two private wastewater package plants (Weeki Wachee N and Frontier Campground) to Glen Water Reclamation Facility (Hernando Co.) in Weeki. | WWTF Upgrade | Canceled | N/A | N/A | N/A | N/A | Chassahowitzka | N/A | N/A | N/A | N/A | N/A | N/A | N/A | N/A | N/A
5258 | CHHO | City of Brooksville | N/A | COB-02 | Sewer Rehabilitation Phase IV | Sewer Rehabilitation Phase IV to correct structural defects and eliminate sanitary sewer overflows and backups caused by inflow and infiltration. | Sanitary Sewer and Wastewater Treatment Facility (WWTF) Maintenance | Underway | 2020 | 2023 | N/A | N/A | Chassahowitzka | N/A | 3600000 | N/A | State Revolving Funds | $2,880,000 | WW27022 | Not provided | 28.556651 | -82.388278
5259 | CHHO | City of Brooksville | N/A | COB-03 | Reclaimed Water to Cascades | Reclaimed water to Cascades residential development for irrigation. | WWTF Disposal Site | Underway | 2020 | 2021 | TBD | TBD | Chassahowitzka | N/A | 165000 | N/A | Legislative Funding | $150,000 | N/A | Not provided | Incompatible Point | Incompatible Point
5260 | CHHO | Citrus County | SWFWMD | CC-22 | Homosassa River Watershed Management Plan | Complete water quality analysis and BMP alternative analysis. | Study | Underway | 2019 | 2022 | N/A | N/A | Homosassa | N/A | 175000 | N/A | County/ SWFWMD | County - $87,500/ SWFWMD - $87,500 | N/A | Not provided | 28.7994401 | -82.6013468
5261 | CHHO | Citrus County | SWFWMD | CC-23 | Chassahowitzka River Watershed Management Plan | Complete study including new LiDAR acquisition, watershed evaluation, floodplain analysis and BMP alternative analysis. | Study | Underway | TBD | 2022 | N/A | N/A | Homosassa | N/A | 925000 | N/A | County/ SWFWMD | County - $462,500/ SWFWMD - $462,500 | N/A | Not provided | 28.7281 | -82.5907
5262 | CHHO | City of Inverness | N/A | COI-02 | Swale Stormwater Improvements | Swale reclamation. | Bioswales | Underway | 2018 | 2030 | TBD | TBD | Homosassa | 1 | TBD | 27951 | City of Inverness | TBD | N/A | Not provided | 28.838603 | -82.335406
5263 | CHHO | City of Inverness | N/A | COI-03 | Inverness Street Sweeping | Street cleaning gutters of debris before making it into the storm water system. | Street Sweeping | Ongoing | 2014 | N/A | 56 | 31 | Homosassa | N/A | N/A | 18600 | City of Inverness | TBD | N/A | Not provided | 28.837804 | -82.336603
5264 | JESU | City of Longwood | FDACS | L-15 | Reiter Park Stormwater Redesign | Added an island, swale/ditch with rocks to prevent erosion, planted trees, added a littoral zone, and installed three aerators into the wet detention pond. | BMP Treatment Train | Completed | 2017 | 2019 | TBD | TBD | N/A | 7.33 | 16000 | 33550 | FDACS/ City of Longwood | $8,000 | N/A | N/A | 28.701 | -81.35138889
5284 | JESU | City of Maitland | N/A | M-33 | Tuscarora Trail / Dommerich Hills Sewer | Phase out of 400 OSTDS systems and expansion of WWTF service area to convert systems to central sewer. | OSTDS Phase Out | Planned | 2021 | 2022 | 280 | N/A | N/A | 169.7 | 5859250 | 15000 | City of Maitland | $5,859,250 | N/A | Not provided | 28.6383333333333 | -81.3452777777778
5285 | JESU | City of Maitland | N/A | M-34 | Mojave Trail and Thunderbird Trail Drainage Improvement (Construction) | Exfiltration trench installation. | Exfiltration Trench | Canceled | N/A | N/A | N/A | N/A | N/A | N/A | N/A | N/A | N/A | N/A | N/A | N/A | 28.6238888888889 | -81.3775
5286 | JESU | City of Maitland | N/A | M-35 | Homer Hough Park Shoreline Project | Exotic Species Removal Project. | Exotic Vegetation Removal | Completed | 2019 | 2020 | N/A | N/A | N/A | 0.5 | 25000 | 25000 | City of Maitland | 25000 | N/A | N/A | 28.6272222222222 | -81.3708333333333
5287 | JESU | City of Maitland | N/A | M-36 | Lake Sybelia Beneficial Shoreline Demonstration Site | Demonstrate benefits of quality shoreline to lakeside homeowners. | Enhanced Public Education | Underway | 2019 | 2020 | N/A | N/A | N/A | 81.79 | 15000 | N/A | City of Maitland | $15,000 | N/A | N/A | 28.6272222222222 | -81.3708333333333
5394 | OKLA | SJRWMD | Mercer Botanicals | UOB05 | Irrigation Conversion | Convert to low volume irrigation system. | Agricultural BMPs | Completed | 2019 | 2020 | 2 | 0 | Upper Ocklawaha Basin | N/A | 64419 | Not provided | Mercer Botanicals/ SJRWMD | Mercer Botanicals - $16,105/ SJRWMD - $48,314 | N/A | 35139 | 28.750999 | -81.611472
5395 | OKLA | SJRWMD | Kenneth MacKay | UOB06 | Precision fertilizer application | Precision fertilizer application equipment. | Agricultural BMPs | Completed | 2019 | 2019 | 78 | 46 | Upper Ocklawaha Basin | 65 | 40574 | Not provided | Kenneth MacKay/ SJRWMD/ DEP | Kenneth MacKay - $10,144/ SRJWMD - $15,215/ DEP - $15,215 | LP42119 | 34122 | 28.967391 | -81.87186
5396 | OKLA | City of Fruitland Park | N/A | GRIF43 | Library Stormwater pond | Install stormwater 0.41 acre pond for new library. | Dry Detention Pond | Completed | Not provided | 2019 | TBD | 10 | Lake Griffin Basin | 5.87 | 21000 | Not provided | City of Fruitland Park | Not provided | Not provided | Not provided | 28.8582 | -81.9081
5397 | OKLA | City of Umatilla | City of Eustis | YALE12 | WWTP Transfer | City of Eustis wall be accepting all Umatilla sewer, Umatilla will be taking WWTP offline except for portion used to pump to City of Eustis. | WWTF Diversion to Reuse | Underway | N/A | 2022 | TBD | TBD | Lake Yale Basin | N/A | 5000000 | Not provided | City of Umatilla/ SRF Loan/ SJRWMD/ Legislative Appropriations | SJRWMD - $1,500,000/ SRF Loans - $1,200,000 -$1,500,000 | N/A | Not provided | Not provided | Not provided
5398 | OKLA | City of Umatilla | LCWA | TROUT14 | Umatilla Blvd Stormwater Improvement | Divert untreated runoff to Palm Lake from Umatilla Blvd & Kentucky Ave area, Phase I - Land acquisition, Phase II - design permitting & construction. | On-line Retention BMPs | Canceled | N/A | N/A | N/A | N/A | Trout Lake Basin | N/A | N/A | N/A | N/A | N/A | N/A | Not provided | Not provided | Not provided
5407 | OKEE | FDOT District 1 | N/A | FDOT1-05 | Street Sweeping | Street sweeping. | Street Sweeping | Ongoing | Not provided | N/A | 179.6 | 150.4 | Indian Prairie | N/A | Not provided | Not provided | Florida Legislature | Not provided | Not provided | N/A | Not provided | Not provided
5408 | OKEE | FDOT District 1 | N/A | FDOT1-06 | Street Sweeping | Street sweeping. | Street Sweeping | Ongoing | Not provided | N/A | 262 | 123.1 | Lake Istokpoga | N/A | Not provided | Not provided | Florida Legislature | Not provided | Not provided | N/A | Not provided | Not provided
5409 | OKEE | FDOT District 1 | N/A | FDOT1-07 | Street Sweeping | Street sweeping. | Street Sweeping | Ongoing | Not provided | N/A | 37 | 40 | Lower Kissimmee | N/A | Not provided | Not provided | Florida Legislature | Not provided | Not provided | N/A | Not provided | Not provided
5410 | OKEE | FDOT District 1 | N/A | FDOT1-08 | Street Sweeping | Street sweeping. | Street Sweeping | Ongoing | Not provided | N/A | 61 | 53 | Upper Kissimmee | N/A | Not provided | Not provided | Florida Legislature | Not provided | Not provided | N/A | Not provided | Not provided
5411 | OKEE | Glades County | N/A | GC-05 | Wastewater Sewer Expansion | Engineering design and construction services on the Washington Park sanitary sewer improvements - force main, lift station, and gravity collection system project. Remove septic systems through connection to sewer. | OSTDS Phase Out | Underway | 2018 | 2021 | 396.9 | 0 | West Lake Okeechobee | 60 | 560000 | 12240 | Small Cities CDBG/ Local Matching | CDBG - $700,000/ County - $50,000 | N/A | N/A | TBD | TBD
5412 | OKEE | Glades County | N/A | GC-06 | Glades County-Moore Haven Canal Dredge/Moonshine Marsh Park | Moonshine Marsh Overlook Park will be developed along 6.8 miles of the eastern berm of Moore Haven Canal, which will also serve as a permanent disposal site for all suitable dredge/spoil materials from the project. | Muck Removal/Restoration Dredging | Completed | 2014 | 2019 | TBD | TBD | West Lake Okeechobee | 70.63 | TBD | N/A | Glades County | TBD | N/A | N/A | 26.904368 | -81.073345
5413 | OKEE | Glades County | N/A | GC-07 | Moore Haven Canal Project - Plantings at Moonshine Marsh Overlook Park | Planting over 16,000 littoral plants at Moonshine Overlook Park, which is only accessible by boat. | Creating/ Enhancing Living Shoreline | Completed | 2019 | 2019 | TBD | TBD | West Lake Okeechobee | 3390 | 16818.2 | N/A | Glades County | $16,818 | N/A | N/A | 26.904368 | -81.073345
5414 | OKEE | Orange County | N/A | OC-62 | Lake Pineloch Surface Water and Sediment Alum Treatment | Whole-lake surface water and sediment inactivation alum treatment. | In Waterbody - Alum Injection System | Underway | 2020 | 2021 | TBD | TBD | Upper Kissimmee | 650 | 227140 | N/A | OC BCC/ SJRWMD | $74,956 | N/A | 35743 | 28.507702 | -81.367445
5940 | SILV | Marion County Office of the County Engineer | Marion County Stormwater Section/ SJRWMD | S234 | CP 76 Silver Springs Shores Unit 19 Stormwater Retrofit | Retrofit of Drainage Retention Areas 7219, 7237, and 7366 with Bold & Gold™ biosorption activated media for nitrogen reduction. | Retention/Detention BMP Retrofit with Nutrient Reducing Media | Completed | 2018 | 2019 | 59 | N/A | Silver Springs PFA | 174 | 1450550 | 12614 | Marion County Stormwater Assessment/ SJRWMD | Marion County Stormwater Assessment - $1,107,279/ SJRWMD - $343,232 | N/A | 32379 | 29.13657 | -82.03725
5941 | SILV | Marion County Office of the County Engineer | Marion County Stormwater Section | S235 | CP 78 Silver Springs Shores Unit 7 Stormwater Retrofit | Retrofit of Drainage Retention Areas 7209 and 7220 with Bold & Gold™ biosorption activated media for nitrogen reduction. | Retention/Detention BMP Retrofit with Nutrient Reducing Media | Underway | 2017 | 2021 | TBD | TBD | Silver Springs PFA | 56.1 | 784600 | 595 | Marion County Stormwater Assessment | TBD | N/A | N/A | 29.129288 | -82.027302
5942 | SILV | Marion County Office of the County Engineer | Marion County Stormwater Section/ SJRWMD | S236 | CP 75 Silver Springs Shores Unit 23 Stormwater Retrofit | Retrofit of Drainage Retention Areas 7049 and 7256 with Bold & Gold™ biosorption activated media for nitrogen reduction. | Retention/Detention BMP Retrofit with Nutrient Reducing Media | Underway | 2020 | 2022 | TBD | TBD | Silver Springs PFA | 123.99 | 972300 | 977.5 | Marion County Stormwater Assessment/ SJRWMD | TBD | N/A | TBD | 29.161976 | -82.049219
5943 | SILV | Marion County Office of the County Engineer | Marion County Stormwater Section/ SJRWMD | S237 | CP 79 Silver Springs Shores Unit 68 Stormwater Retrofit | Retrofit of Drainage Retention Areas 7282, 7402, and 7426 with Bold & Gold™ biosorption activated media for nitrogen reduction. | Retention/Detention BMP Retrofit with Nutrient Reducing Media | Underway | 2017 | 2022 | TBD | TBD | Silver Springs PFA | 53.66 | 841000 | 680 | Marion County Stormwater Assessment / SJRWMD | TBD | N/A | TBD | 29.091829 | -82.003170
5944 | SILV | Marion County Office of the County Engineer | Marion County Stormwater Section | S240 | Street Sweeping of Marion County Roads | Sweep Marion County–maintained roads in Silver Basin. Swept 9 times/yr, about 126.1 miles in Basin. 2019 load yield is roughly 538.6 tons. 2019 Upper Ocklawaha BMAP pro-rata share costs for street sweeping was approximately $51,227.55. | Street Sweeping | Ongoing | 2003 | N/A | 90 | 320 | Silver Springs Basin | N/A | N/A | 54831.35 | Marion County Stormwater Assessment | $41,917 | N/A | N/A | 29.20327 | -82.0481
5658 | NIRL | Volusia County | DEP | VC-05 | Ariel Canal Stormwater Treatment Facility | Enhance the existing treatment system to increase efficiency. | Biosorption Activated Media (BAM) | Underway | TBD | TBD | 1300 | 210 | A | 1500 | TBD | TBD | Volusia County/ DEP | TBD | N/A | Not provided | Incompatible Point | Incompatible Point
5430 | ORCR | ACPCL | N/A | LOCH22 | Lochloosa Slough | Fee Simple Conservation Land Acquisition. No increase in surface runoff of pollutants due to land use change, continued aquifer recharge and ecosystem/habitat preservation. Lochloosa Slough. | Land Acquisition | Completed | N/A | 2019 | N/A | N/A | Lochloosa Lake Basin | 1861.15 | 4821882 | N/A | Wild Spaces Public Place II Surtax | Wild Spaces Public Places Sales Tax – $4,821,882 | N/A | Not provided | 29.478117 | -82.080476
5431 | ORCR | ACPCL | N/A | OR37 | Franklin Crates | Fee Simple Land Conservation Acquisition. No increase in surface runoff of pollutants due to land use change, continued aquifer recharge and ecosystem/habitat preservation. Drains into Tuscawilla Prairie. | Land Acquisition | Completed | N/A | 2019 | N/A | N/A | Orange Lake Basin | 162.288 | 313796.83 | N/A | Wild Spaces Public Place II Surtax | Wild Spaces Public Places Sales Tax - $313,797 | N/A | Not provided | 29.493593 | -82.286312
5432 | ORCR | ACPCL | N/A | NEW44 | Parcel - E | Fee Simple Conservation Land Acquisition. No increase in surface runoff of pollutants due to land use change, continued aquifer recharge and ecosystem/habitat preservation. Bee Tree Creek, Saluda Swamp Drain, Hatchet Creek Basin. | Land Acquisition | Completed | N/A | 2020 | N/A | N/A | Newnans Lake Basin | 1242.83 | 3371104 | N/A | Wild Spaces Public Place II Surtax | Wild Spaces Public Places Sales Tax – $3,371,104 | N/A | Not provided | 29.709928 | -82.181248
5433 | ORCR | ACPCL | N/A | SWT32 | Johnson | Conservation Easement Acquisition. No increase in surface runoff of pollutants due to land use change, continued aquifer recharge and ecosystem/habitat preservation. Canceled in 2020. | Land Acquisition | Canceled | N/A | N/A | N/A | N/A | Santa Fe River Headwaters Basin | N/A | N/A | N/A | N/A | Not provided | N/A | N/A | N/A | N/A
5434 | ORCR | ACPCL | N/A | LOCH23 | Brown | Fee Simple Conservation Land Acquisition. No increase in surface runoff of pollutants due to land use change, continued aquifer recharge and ecosystem/habitat preservation. Lochloosa Creek Basin. | Land Acquisition | Underway | N/A | 2022 | N/A | N/A | Lochloosa Lake Basin | 753.1 | 2259300 | N/A | Wild Spaces Public Place II Surtax | Not provided | N/A | Not provided | 29.577953 | -82.148799
5435 | ORCR | ACPCL | N/A | LOCH24 | Fox Pen - Lochloosa Slough Connector | Fee Simple Conservation Land Acquisition. No increase in surface runoff of pollutants due to land use change, continued aquifer recharge and ecosystem/habitat preservation. Lake Jeffords Outlet, Blue Pond Outlet, Lochloosa Slough, Orange Creek Basin. | Land Acquisition | Underway | N/A | 2021 | N/A | N/A | Lochloosa Lake Basin | 4007 | 10418200 | N/A | Wild Spaces Public Place II Surtax | Not provided | N/A | Not provided | 29.522061 | -82.064075
5436 | ORCR | ACPCL | N/A | OR36 | Stephens | Alachua County. Land donation from owner. No increase in surface runoff of pollutants because of land use change, continued aquifer recharge and ecosystem/habitat preservation. Orange Lake Drain Basin. | Land Acquisition | Completed | N/A | 2020 | N/A | N/A | Orange Lake Basin | 14.52 | 0 | N/A | Donation | Donation – $0 | N/A | Not provided | Not provided | Not provided
5437 | ORCR | ACPCL | N/A | OR38 | Carr | Fee Simple Land Conservation Acquisition. No increase in surface runoff of pollutants due to land use change, continued aquifer recharge and ecosystem/habitat preservation. | Land Acquisition | Planned | N/A | 2022 | N/A | N/A | Orange Lake Basin | 183 | 1000000 | N/A | Wild Spaces Public Place II Surtax | Not provided | N/A | Not provided | 29.490355 | -82.297704
5438 | ORCR | FWC | N/A | OR39 | Orange Lake- Heagy Burry Deep Marsh Restoration | Removal of floating vegetation and organic sediment (tussocks) to improve DO and restore deep marsh/SAV habitats. Removal of nutrients associated with aquatic plants and organic sediment. Estimated 399,173 lbs TN and 8,669 lbs TP removed. | Aquatic Vegetation Harvesting | Completed | N/A | 2019 | N/A | N/A | Orange Lake Basin | 36 | 517845 | N/A | FWC Aquatic Habitat Restoration and Enhancement | $517,845 | N/A | Not provided | 29.4633994832183 | -82.1773905163332
5439 | ORCR | City of Gainesville | N/A | URBAN01-TUM | Street Sweeping | Street sweeping urban Gainesville Tumblin Creek Basin. | Street Sweeping | Ongoing | 2000 | N/A | 2400 | 1015 | Sweetwater Branch/ Paynes Prairie/ Alachua Sink Basin | N/A | N/A | 166667 | City of Gainesville Stormwater Management Utility Fee | Not provided | N/A | N/A | 29.6313306788639 | -82.3418162967866
5440 | ORCR | SJRWMD | James C LeFils | OR40 | Precision Fertilizer Application | Purchase of GPS Variable Rate Fertilizer Application System. | Agricultural BMPs | Completed | 2019 | 2019 | 5342.4 | 99.9 | Orange Lake Basin | 1200 | 19163 | Not provided | James C LeFils/ SJRWMD/ DEP | James C LeFils - $6,387/ SJRWMD - $9,582/ DEP - $9,582 | LP42119 | 34711 | 29.333957 | -82.166391
5441 | ORCR | SJRWMD | Brown's Farm | LOCH25 | Soil Moisture Sensors and Telemetry, GPS Variable Rate Fertilizer Application | Soil moisture sensors with telemetry and variable rate fertilizer application equipment. | Agricultural BMPs | Completed | 2019 | 2020 | 348 | 101 | Lochloosa Lake Basin | 186 | 45100 | Not provided | Brown's Farm/ SJRWMD/ DEP | Brown's Farm - $11,275/ SJRWMD - $16,913/ DEP - $16,913 | LP42119 | 34713 | 29.677406 | -82.118293
5442 | ORCR | City of Gainesville | N/A | NEW45 | Little Hatchet Creek Retaining Wall and Stream Stabilization Design | Design and permitting of a retaining wall and stream bank stabilization near the runway of Gainesville Regional Airport. | Control Structure | Underway | 2020 | 2021 | N/A | N/A | Newnans Lake Basin | N/A | N/A | 170742 | City of Gainesville Stormwater Management Utility Fee | Not provided | N/A | N/A | Not provided | Not provided
5443 | KING | Citrus County | SWFWMD | CC-24 | N. Citrus/Withlacoochee River Watershed Management Plan | Complete Study including new LiDAR acquisition, water quantity analysis, and BMP alternative analysis. | Study | Underway | Not provided | 2017 | N/A | N/A | Crystal River | N/A | 200000 | N/A | County/ SWFWMD | County - $100,000/ SWFWMD - $100,000 | N/A | Not provided | 29.0098 | -82.4093
5444 | KING | Citrus County | SWFWMD | CC-25 | Tsala Apopka Watershed Management Plan | Complete water quality analysis and BMP alternative analysis. | Study | Planned | Not provided | 2021 | N/A | N/A | Crystal River | N/A | 250000 | N/A | County/ SWFWMD | County - $125,000/ SWFWMD - $125,000 | N/A | Not provided | 28.9079169 | -82.3665835
5445 | KING | City of Crystal River | SWFWMD | CR-15 | Hunter Springs Stormwater Modification | Intercept and direct Crosstown Trail ditch to existing drainage retention area for wet detention. | Regional Stormwater Treatment | Underway | 2020 | 2021 | 22 | 12 | Inside PFA | 293 | 200000 | TBD | City/ SWFWMD | SWFWMD - $100,000/ City - $100,000 | TBD | 20CF000277 | 28.8963 | -82.5894
5446 | WACI | DEP | Local Governments | DEP-01 | Greenville Sewer System Phase 1 | Wastewater collection and treatment to phase out approximately 67 septic systems. | OSTDS Phase Out | Underway | Not provided | 2021 | 394 | N/A | Madison County | N/A | 3700000 | N/A | DEP | DEP - $2,700,000/ SRF - $1,000,000 | LP40024 | N/A | 30.466443 | -83.635784
5462 | SAFE | Alachua County | N/A | AC-24 | Countywide Florida Friendly Landscaping Homeowner Association Code | Adopt a FFL HOA Code that prohibits HOAs from prohibiting FFL. The code also prohibits neighborhood codes, covenants, and regulations adopted after 2016 from requiring irrigation. | Regulations, Ordinances, and Guidelines | Completed | N/A | 2019 | N/A | N/A | Alachua County | N/A | N/A | Not provided | Alachua County General Fund | Not provided | N/A | Not provided | Not provided | Not provided
5463 | SAFE | Alachua County | N/A | AC-25 | Aquifer Awareness Campaign | Billboards and social media to teach the public about the connection between our water use, the aquifer, and the health of our springs. | Enhanced Public Education | Ongoing | Not provided | N/A | N/A | N/A | Alachua County | N/A | 20000 | 10000 | Alachua County General Fund/ Alachua County/ City of Gainesville/ FDOT District 2/ SJRWMD/ Fish & Wildlife Foundation of Florida Springs Protection License Plate Grant | $10,000 | N/A | Not provided | Not provided | Not provided
5464 | SAFE | Alachua County | N/A | AC-26 | J Kinnard | Fee simple acquisition. No increase in surface runoff of pollutants due to land use change, continued aquifer recharge and ecosystem/habitat preservation. | Land Acquisition | Completed | N/A | 2019 | N/A | N/A | Santa Fe River Basin - Alachua County | 49.3 | 221850 | N/A | Wild Spaces Public Place II Surtax | Wild Spaces and Public Places Sales Tax - $221,850 | N/A | Not provided | Not provided | Not provided
5465 | SAFE | Alachua County | N/A | AC-27 | R&D Kinnard | Fee simple acquisition. No increase in surface runoff of pollutants due to land use change, continued aquifer recharge and ecosystem/habitat preservation. | Land Acquisition | Completed | N/A | 2019 | N/A | N/A | Santa Fe River Basin - Alachua County | 15 | 67500 | N/A | Wild Spaces Public Place II Surtax | Wild Spaces and Public Places Sales Tax - $67,500 | N/A | Not provided | Not provided | Not provided
5466 | SAFE | Alachua County | N/A | AC-28 | Lundgren | Donation from land owner. No increase in surface runoff of pollutants due to land use change, continued aquifer recharge and ecosystem/habitat preservation. Drains into Santa Fe River. | Land Acquisition | Underway | N/A | 2021 | N/A | N/A | Santa Fe River Basin - Alachua County | 234 | 0 | N/A | Donation | Donation - $0 | N/A | Not provided | Not provided | Not provided
5467 | SAFE | Alachua County | N/A | AC-29 | Brown | Conservation easement acquisition. No increase in surface runoff of pollutants due to land use change, continued aquifer recharge and ecosystem/habitat preservation. | Land Acquisition | Underway | N/A | 2022 | N/A | N/A | Santa Fe River Basin - Alachua County | 371 | 556500 | N/A | Wild Spaces Public Place II Surtax | Not provided | N/A | Not provided | Not provided | Not provided
5468 | SAFE | Alachua County | N/A | AC-30 | Mattews | Conservation easement acquisition. No increase in surface runoff of pollutants due to land use change, continued aquifer recharge and ecosystem/habitat preservation. Drains into Santa Fe River. | Land Acquisition | Underway | N/A | 2021 | N/A | N/A | Santa Fe River Basin - Alachua County | 247 | 370500 | N/A | Wild Spaces Public Place II Surtax | Not provided | N/A | Not provided | Not provided | Not provided
5469 | SAFE | Alachua County | N/A | AC-31 | Johnson | Fee Simple Land Conservation acquisition. No increase in surface runoff of pollutants due to land use change, continued aquifer recharge and ecosystem/habitat preservation. Drains into Lake Santa Fe. | Land Acquisition | Completed | N/A | 2020 | N/A | N/A | Santa Fe River Basin - Alachua County | 243.67 | 1924993 | N/A | Wild Spaces Public Place II Surtax | Wild Spaces and Public Places Sales Tax - $2,265,246 | N/A | Not provided | Not provided | Not provided
5470 | SAFE | City of Newberry | SRWMD | NEW-02 | Canterbury Fairgrounds Wastewater Extension Project | Extend central wastewater lines to Canterbury Fairgrounds site and decommission the existing OSTDS. | OSTDS Phase Out | Planned | Not provided | 2020 | 354 | N/A | Alachua County | TBD | 220600 | 2000 | City/ SRWMD | TBD | N/A | Not provided | 29.656875 | -82.586242
5471 | SAFE | City of Newberry | SRWMD | NEW-03 | Newberry Enhanced Wetland Treatment Project | Installation and operation of a constructed treatment wetland on a portion of the existing sprayfield to achieve AWT standards for TN at the Newberry WWTF. | WWTF Nutrient Reduction | Planned | Not provided | 2022 | TBD | N/A | Alachua County | TBD | 2800000 | TBD | City/ SRWMD | TBD | N/A | Not provided | 29.635042 | -82.61655
5472 | SAFE | SRWMD | Gilchrist County | SRWMD-15 | Gilchrist NE 2nd Way Park | Stormwater improvements and bank stabilization. | Shoreline Stabilization | Planned | N/A | 2022 | TBD | N/A | Gilchrist County | N/A | 316444 | 3000 | SRWMD/ FWC | SRWMD - $143,970/ FWC - $167,974/ Gilchrist County - $4,500 | N/A | 19/20-077 | 29.91296 | -82.7743
5473 | SAFE | SRWMD | FDOT/ Columbia County | SRWMD-16 | SR 247 Regional Pond (non-FDOT portion) | Construct regional pond to treat runoff on SR 247 and I-75 benefitting Cannon Creek, a tributary to the Santa Fe River. | Regional Stormwater Treatment | Planned | N/A | 2024 | TBD | N/A | Columbia County | 68.6 | 5200000 | 1200 | FDOT/ DEP | TBD | TBD | TBD | 30.1651 | -82.6792
5474 | SAFE | SRWMD | DEP | SRWMD-17 | Ft. White Regional Sanitary System | Construct a regional wastewater treatment facility and remove 255 existing septic systems in a phased project. | OSTDS Phase Out | Planned | N/A | 2030 | TBD | N/A | Columbia County | N/A | 11891000 | 92390 | DEP | TBD | N/A | N/A | 29.9167 | -82.7001
5475 | SAFE | SRWMD | DEP | SRWMD-18 | Lake Butler AWT Upgrade Phases 1-3 | Advanced wastewater treatment facility and created wetland to be constructed in three phases. | WWTF Upgrade | Underway | 2020 | 2025 | 2988 | N/A | Union County | N/A | 23000000 | 400000 | DEP/ Other | DEP - $20,000,000/ Other - $3,000,000 | WS005 | 19/20-055/ 19/20-169 | 29.99 | -82.37
5476 | SILV | Marion County Utilities | TBD | B054 | US27/NW 70th Ave Septic to Sewer | Connect existing shopping plaza on the southeast side of the intersection to MCU centralized sewer system. Plaza currently has a septic system which will be abandoned once connection is made. Flows will go to NWRWWTF which will treat to AWT. | OSTDS Phase Out | Planned | N/A | 2021 | 382 | N/A | Rainbow Springs Basin/ Silver Springs Basin | N/A | 558972 | TBD | TBD - SJRWMD/ DEP/ Third Party Funds | TBD | Not provided | Not provided | Not provided | Not provided
5477 | SILV | ACPCL | N/A | S203 | Smith & Smith | Alachua County. Land donation from owner. No increase in surface runoff of pollutants because of land use change, continued aquifer recharge and ecosystem/habitat preservation. | Land Acquisition | Completed | N/A | 2019 | N/A | N/A | Silver Springs Basin | 14.52 | 0 | N/A | Donation | Donation - $0 | N/A | Not provided | 29.496298 | -82.178962
5478 | SILV | ACPCL | N/A | S204 | Lochloosa Slough | Conservation Easement Acquisition. No increase in surface runoff of pollutants due to land use change, continued aquifer recharge and ecosystem/habitat preservation. | Land Acquisition | Completed | N/A | 2019 | N/A | N/A | Silver Springs Basin | 1861.15 | 4821882 | N/A | Wild Spaces Public Place II Surtax | Wild Spaces and Public Places Sales Tax - $4,821,882 | N/A | Not provided | 29.478117 | -82.080476
5479 | SILV | ACPCL | N/A | S205 | Franklin Crates | Conservation Easement Acquisition. No increase in surface runoff of pollutants due to land use change, continued aquifer recharge and ecosystem/habitat preservation. | Land Acquisition | Completed | N/A | 2019 | N/A | N/A | Silver Springs Basin | 162.288 | 313796.83 | N/A | Wild Spaces Public Place II Surtax | Wild Spaces and Public Places Sales Tax – $313,796.83 | N/A | Not provided | 29.493593 | -82.286312
5480 | SILV | ACPCL | N/A | S206 | Johnson | Conservation Easement Acquisition. No increase in surface runoff of pollutants due to land use change, continued aquifer recharge and ecosystem/habitat preservation. Canceled in 2020. | Land Acquisition | Canceled | N/A | N/A | N/A | N/A | Silver Springs Basin | N/A | N/A | N/A | N/A | N/A | N/A | N/A | N/A | N/A
5481 | SILV | ACPCL | N/A | S207 | Brown | Fee Simple Conservation Land Acquisition. No increase in surface runoff of pollutants due to land use change, continued aquifer recharge and ecosystem/habitat preservation. Lochloosa Creek Basin. | Land Acquisition | Underway | N/A | 2022 | N/A | N/A | Silver Springs Basin | 753.1 | 2259300 | N/A | Wild Spaces Public Place II Surtax | Not provided | N/A | Not provided | 29.577953 | -82.148799
5482 | SILV | ACPCL | N/A | S208 | Fox Pen - Lochloosa Slough Connector | Fee Simple Land Conservation Acquisition. No increase in surface runoff of pollutants due to land use change, continued aquifer recharge and ecosystem/habitat preservation. | Land Acquisition | Underway | N/A | 2021 | N/A | N/A | Silver Springs Basin | 4007 | 10,418,200‬ | N/A | Wild Spaces Public Place II Surtax | Not provided | N/A | Not provided | 29.478117 | -82.064075
5483 | SILV | ACPCL | N/A | S209 | Stephens | Alachua County. Land donation from owner. No increase in surface runoff of pollutants because of land use change, continued aquifer recharge and ecosystem/habitat preservation. | Land Acquisition | Completed | N/A | 2020 | N/A | N/A | Silver Springs Basin | 14.52 | 0 | N/A | Donation | Donation - $0 | N/A | Not provided | 29.495388 | -82.178688
5484 | SILV | Lake County | DEP | S223 | Nutrient Pollution Awareness Campaign | Paid TV, Radio and Social Media advertising campaign to educate citizens on nutrient pollution and benefits of fertilizer ordinance. First of three videos- https://youtu.be/IqFcIOEqwWs. | Education Efforts | Ongoing | Not provided | N/A | Not provided | Not provided | All Basins | Not provided | 45000 | Not provided | Lake County Stormwater MSTU | $45,000 | NFO46 | Not provided | Not provided | Not provided
5485 | SILV | City of Ocala | N/A | B055 | Saddle Oak Sewer Expansion Project | The objective of the project s to design and construct a sanitary sewer system which will remove from service ~320 OSTDS from the associated single family residential lots. The OSTDS contribute to the TN and TP impairment of Rainbow Springshed. | OSTDS Phase Out | Underway | 2020 | 2022 | 437 | N/A | Rainbow Springs Basin/ Silver Springs Basin | N/A | 1400000 | N/A | City of Ocala | N/A | N/A | Not provided | Not provided | Not provided
5486 | SILV | City of Ocala | DEP/ City of Ocala | S213 | Retrofit Installation of SkimBoss Filtration System with Bold & Gold Media on three drainage wells at NW 10th St, NW 8th St. and SE 11th Ave | The installation of the SkimBoss Filtration Systems using media to treat water leaving ponds and flowing into recharge wells at NW 10th St, NW 8th St. and SE 11th Ave. | Biosorption Activated Media (BAM) | Underway | Not provided | 2022 | TBD | TBD | Silver Springs PFA | 336 | 600000 | TBD | DEP/ City of Ocala | $600,000 | LPA0066 | Not provided | Not provided | Not provided
5487 | SILV | City of Ocala | DEP/ City of Ocala | S214 | Retrofit Installation of SkimBoss Filtration System with Bold & Gold Media on three drainage wells at Heritage Nature Conservancy | The installation of the SkimBoss Filtration Systems using media to treat water leaving ponds and flowing into recharge wells at Heritage Nature Conservancy. | Biosorption Activated Media (BAM) | Underway | Not provided | 2022 | TBD | TBD | Silver Springs PFA | 336 | 250000 | TBD | DEP/ City of Ocala | $187,500 | NS052 | Not provided | Not provided | Not provided
5488 | SILV | Alachua County | N/A | S200 | Countywide Stormwater Treatment Code | Adopt a stormwater treatment code for new development. Code requires 70/80% TN/TP reductions in stormwater discharges. 95% for OFWs and 10% below predevelopment for impaired waters. LID techniques are required in sensitive karst area. | Regulations, Ordinances, and Guidelines | Completed | N/A | 2019 | N/A | N/A | Silver Springs Basin | N/A | N/A | Not provided | Alachua County Stormwater Assessment | Not provided | N/A | Not provided | Not provided | Not provided
5489 | SILV | Alachua County | N/A | S201 | Countywide Florida Friendly Landscaping Homeowner Association Code | Adopt a FFL HOA Code that prohibits HOAs from prohibiting FFL. The Code also prohibits neighborhood Codes, Covenants, and Regulations adopted after 2016 from requiring irrigation . | Regulations, Ordinances, and Guidelines | Completed | N/A | 2019 | N/A | N/A | Silver Springs Basin | N/A | N/A | Not provided | Alachua County General Fund | Not provided | N/A | Not provided | Not provided | Not provided
5490 | SILV | Alachua County | N/A | S202 | Aquifer Awareness Campaign | Billboards and social media to teach the public about the connection between our water use, the aquifer, and the health of our springs. | Enhanced Public Education | Completed | N/A | 2020 | N/A | N/A | Silver Springs Basin | N/A | 20000 | N/A | Alachua County General Fund/ Gainesville Clean Water Partnership/ SJRWMD/ Fish & Wildlife Foundation of Florida Springs Protection License Plate Grant | Not provided | N/A | Not provided | Not provided | Not provided
5491 | SILV | City of Belleview | DEP | S215 | Septic to Sewer Green Meadows Subdivision | Design and permit sewer system for Green Meadows Subd., 127 lots. | OSTDS Phase Out | Completed | N/A | 2020 | 965 | N/A | Silver Springs PFA | N/A | 150000 | Not provided | DEP | $150,000 | LP42074 | N/A | 29.0789 | -82.0423
5492 | SILV | DEP–Division of Recreation and Parks | N/A | S224 | Silver Springs State Park Management Plan Amendment – Improved Stormwater Management | Management plan for Silver Springs State Park amended in May 2014 to include merger of Silver Springs Attraction (demolished 2019) into Silver River State Park. Plans to better manage stormwater runoff with decreased runoff from parking lot. | Stormwater System Upgrade | Planned | N/A | Not provided | TBD | TBD | Silver Springs PFA | N/A | Not provided | Not provided | DEP | N/A | Not provided | Not provided | Not provided | Not provided
5493 | SILV | Marion County Office of the County Engineer | Marion County Stormwater Section/ FEMA | B053 | SW 52nd Street Flood Relief Project | Construct new DRAs and associated drainage conveyance system to meet 100yr/24hr storm. Improvements will mitigate flooding of the road and surrounding area. | Regional Stormwater Treatment | Planned | N/A | Not provided | TBD | N/A | Rainbow Springs Basin/ Silver Springs Basin | 44 | 631000 | TBD | Marion County Stormwater Assessment/ FEMA | TBD | N/A | N/A | 29.135375 | -82.137931
5494 | SILV | Marion County Office of the County Engineer | Marion County Stormwater Section | S210 | SW 27th Ave Flood Relief Project | Raise elevation of road and construct associated stormwater facilities to meet the 100yr/24hr storm. This project will mitigate flooding in the area and allow the County to maintain the road level of service. | Regional Stormwater Treatment | Planned | N/A | Not provided | TBD | N/A | Silver Springs Basin | 19.8 | 2027000 | 3700 | Marion County Stormwater Assessment | TBD | N/A | N/A | 29.135851 | -82.169270
5495 | SILV | Marion County Office of the County Engineer | Marion County Stormwater Section/ FEMA | S211 | SE 34th Place Flood Relief Project | Purchase 3 lots with homes that flooded during previous storm events. Demolish homes and expand 2 DRAs to mitigate flooding in Country Gardens. Rebuild and raise damaged road. Water quality benefit before discharging to karst feature. | Regional Stormwater Treatment | Planned | N/A | Not provided | TBD | N/A | Silver Springs PFA | 10 | 693000 | TBD | Marion County Stormwater Assessment/ FEMA | Marion County Stormwater Assessment - $31,660/ FEMA - $94,980 | N/A | N/A | 29.153839 | -82.132069
5496 | SILV | Marion County Utilities | TBD | S212 | Package Wastewater Plant Removal Program | Spanish Palms and Ocala East Package Plant Removal and connection to SSS WWTF. Trinity Baptist Church Septic Tank Abandonment and connection to Central Sewer Service. | Decommission/ Abandonment | Underway | N/A | 2021 | 436 | N/A | Silver Springs PFA | N/A | TBD | TBD | TBD - SJRWMD/ DEP/ MCU CIP Funds | TBD | Not provided | Not provided | 29.115 | -82.024
5497 | SILV | SJRWMD | James C LeFils | S220 | Precision Fertilizer Application | Purchase of GPS Variable Rate Fertilizer Application System. | Agricultural BMPs | Completed | 2019 | 2019 | 3205 | 333 | Silver Springs Basin | 1200 | 25550 | Not provided | James C LeFils/ SJRWMD/ DEP | James C LeFils - $6,386/ SJRWMD - $9,582/ DEP - $9,582 | LP42119 | 34711 | 29.333957 | -82.166391
5498 | SILV | SJRWMD | London Farm and Cattle | S221 | Biochar Application | Application of Biochar on hay/pasture. | Agricultural BMPs | Completed | 2019 | 2020 | 3124 | 0 | Silver Springs PFA | 200 | 59268 | Not provided | London Farm and Cattle/ SJRWMD | London Farm and Cattle - $14,817/ SJRWMD - $44,451 | N/A | 35142 | 29.286646 | -82.113352
5499 | SILV | SJRWMD | Brown's Farm | S222 | Soil Moisture Sensors and Telemetry, GPS Variable Rate Fertilizer Application | Soil moisture sensors with telemetry and variable rate fertilizer application equipment. | Agricultural BMPs | Completed | 2019 | 2020 | 1057 | 950 | Silver Springs Basin | 186 | 45100 | Not provided | Brown's Farm/ SJRWMD/ DEP | Brown's Farm - $11,275/ SJRWMD - $16,913/ DEP - $16,913 | LP42119 | 34713 | 29.677406 | -82.118293
5500 | SILV | Sumter County Public Works | N/A | S216 | Aquatic Vegetation Removal at Lake Miona | Maintenance spraying of vegetation around the boat dock. | Aquatic Vegetation Harvesting | Completed | N/A | 2020 | 1 | 6.27 | Silver Springs Basin | 0.22 | N/A | N/A | Sumter County | N/A | N/A | N/A | Not provided | Not provided
5508 | STLU | Coordinating Agency | SFWMD/ DEP/ FDACS | CA-05 | Bluefield Grove Water Farm | A public-private partnership project actively stores local stormwater runoff on 6,100 acres in the C-23 watershed in St. Lucie County. The project is estimated to provide a net annual average water storage benefit of 28,360 ac-ft/yr. | Dispersed Water Management (DWM) | Underway | 2020 | 2021 | 26896.4 | 6172.9 | Primary BMAP Area | 6100 | 47356686 | 4463389 | Florida Legislature | $7,186,185 | N/A | N/A | 27.263941091 | -80.597926606
5509 | STLU | Coordinating Agency | SFWMD/ DEP/ FDACS | CA-06 | Bull Hammock Ranch WMA | 608-acre project area, which has an estimated water storage benefit of 285 ac-ft/yr. | Dispersed Water Management (DWM) | Completed | 2015 | 2015 | N/A | N/A | Primary BMAP Area | 608 | 0 | 28500 | Florida Legislature | $142,500 | N/A | N/A | 27.175931304 | -80.513051841
5510 | STLU | Coordinating Agency | SFWMD/ DEP/ FDACS | CA-07 | Spur Land and Cattle | 210-acre project area, which has an estimated water storage benefit of 1,500 ac-ft/yr. | Dispersed Water Management (DWM) | Completed | 2014 | 2014 | N/A | N/A | Primary BMAP Area | 210 | 136000 | 120000 | USEPA/ SFWMD/ Florida Legislature | USEPA - $124,248/ SFWMD - $84,256/ Florida Legislature - $500,376 | N/A | N/A | 27.202299111 | -80.550956699
5511 | STLU | Coordinating Agency | SFWMD/ DEP/ FDACS | CA-08 | Caulkins Water Farm | Public-private partnership that stores stormwater runoff and water from Lake Okeechobee regulatory releases on 3,275 acres of private land along the C-44 Canal. Project is estimated to provide a net annual average water storage benefit of 60,000 ac-ft/yr. | Dispersed Water Management (DWM) | Completed | 2016 | 2017 | 123238.4 | 16755.1 | Primary BMAP Area | 3275 | 7446179.94 | 5500000 | Florida Legislature | $27,916,017 | N/A | N/A | 27.069560223 | -80.359250913
5512 | STLU | Coordinating Agency | N/A | CA-09 | Alderman-Deloney Ranch | 170-acre project area, which has an estimated water storage benefit of 147 ac-ft/yr. | Dispersed Water Management (DWM) | Completed | 2011 | 2012 | N/A | N/A | Primary BMAP Area | 170 | 3272 | 25000 | Florida Legislature | $203,272 | N/A | N/A | Incompatible Point | Incompatible Point
5513 | STLU | Coordinating Agency | N/A | CA-10 | C-23/24 Interim Storage Parcel B | 320-acre project area to provide shallow storage in the C-24 basin. | Dispersed Water Management (DWM) | Planned | 2022 | 2024 | N/A | N/A | Primary BMAP Area | 320 | 6468041 | TBD | SFWMD/ Florida Legislature | SFWMD - $1,832,507/ Florida Legislature - $4,635,534 | N/A | N/A | 27.312795732 | -80.58811656
5514 | STLU | Martin County | DEP/ SFWMD | MC-45 | C44 Reservoir | 16.2% stake in nutrient reductions from the C44 Reservoir. | BMP Treatment Train | Underway | Not provided | 2021 | TBD | TBD | Special Project BMAP Area | TBD | N/A | N/A | Martin County | $27,422,857 | N/A | Not provided | 27.081218967 | -80.423066698
5515 | STLU | North St. Lucie River WCD | NRCS | NSLRWCD-13 | Structure 29-2 | Replacement of control structure in Canal 29 damaged in 2017. | Control Structure | Completed | N/A | 2019 | N/A | N/A | Primary BMAP Area | 2000 | 359680.2 | Not provided | NSLRWCD/ NRCS | Not provided | N/A | Not provided | Not provided | Not provided
5516 | STLU | St. Lucie County | N/A | SLC-020 | St. Lucie County Stormwater Needs Assessment Study | Report that will provide information on identified project opportunities to reduce nutrients, estimated benefits, and costs. | Study | Underway | 2020 | TBD | TBD | TBD | Primary BMAP Area | TBD | 142380 | TBD | County | TBD | N/A | Not provided | TBD | TBD
5517 | STLU | Town of Sewall's Point | MCU/ TOSP | SP-37 | South Septic Tank Elimination - Phase 2 | Conversion of existing septic tanks to sanitary sewer. | OSTDS Phase Out | Planned | Not provided | TBD | TBD | N/A | Primary BMAP Area | 230 | 7000000 | N/A | Town/ Florida Legislature | Not provided | N/A | Not provided | Incompatible Point | Incompatible Point
5518 | STLU | Town of Sewall's Point | MC/ TOSP | SP-38 | North Sewall's Point Road | Installation of exfiltration system/baffle boxes and STA's. | BMP Treatment Train | Planned | Not provided | TBD | TBD | TBD | Primary BMAP Area | 32 | TBD | N/A | MC | TBD | TBD | Not provided | Incompatible Point | Incompatible Point
5519 | WAKU | Leon County | DEP/ Blueprint | LC-001c | Belair/ Annawood Septic to Sewer Project | Wastewater system expansion to provide service connections eliminating approximately 113 OSTDS. | OSTDS Phase Out | Underway | 2019 | 2021 | 1132 | N/A | PFA1 | N/A | 3500000 | Not provided | DEP/ Blueprint | DEP - $1,750,000/ Blueprint - $1,750,000 | LP01108 | Not provided | 30.383082 | -84.268825
5520 | WAKU | Leon County | DEP/ Blueprint | LC-001d | Northeast Lake Munson Septic to Sewer Project | Wastewater system expansion to provide service connections eliminating approximately 263 OSTDS. | OSTDS Phase Out | Underway | 2021 | 2022 | 2634 | N/A | PFA1 | N/A | 9200000 | Not provided | DEP/ Blueprint | DEP - $4,600,000/ Blueprint - $4,600,000 | LP0110E | Not provided | 30.376062 | -84.2996
5549 | BIRL | FDACS | Agricultural Producers | FDACS-01 | BMP Implementation and Verification | Enrollment and verification of BMPs by agricultural producers. | Agricultural BMPs | Ongoing | N/A | N/A | 0 | 0 | A | 0 | N/A | N/A | FDACS | TBD | N/A | N/A | 28.458899 | -80.661824
5756 | CALO | LA-MSID (formerly ECWCD) | Not provided | LA-18 | S-R-1 | Replacement of weir structures at increase control elevations to provide additional attenuation. | Control Structure | Completed | 2020 | 2020 | TBD | TBD | Tidal Caloosahatchee | 1193 | 136681 |  | LA-MSID | $136,681 | N/A | N/A | 26.63524 | -81.69195
5757 | EWCO | Lee County | N/A | HC-LC-09 | Master Wastewater Treatment Feasibility Analysis | Study to support the development of a County-wide Septic Conversion Master Plan (SCMP). | Study | Planned | 2021 | 2023 | N/A | N/A | Hendry Creek | N/A | TBD | N/A | County | N/A | N/A | N/A | TBD | TBD
5758 | EWCO | City of Bonita Springs | DEP | BS-13 | Felts Avenue Bio-Reactor Project Phase II | Continuous Withdrawal and Treatment of water from the Imperial River. Project will connect Felts Ave Bio-Reactor Phase I Project via pump and piping system to create a continuous flow treatment system. | Regional Stormwater Treatment | Underway | 2020 | 2022 | TBD | TBD | Imperial River | TBD | 800000 | TBD | City/ DEP | City of Bonita Springs - $400,000/ DEP - $400,000 | INV005 | N/A | 26.333208 | -81.676259
5759 | EWCO | Lee County | N/A | IR-LC-08 | Master Wastewater Treatment Feasibility Analysis | Study to support the development of a County-wide Septic Conversion Master Plan (SCMP). | Study | Planned | 2021 | 2023 | N/A | N/A | Imperial River | N/A | TBD | N/A | County | N/A | N/A | N/A | TBD | TBD
5760 | KING | Citrus County | SWFWMD | CC-26 | Red Level Watershed Management Plan | Complete Study including new LiDAR acquisition, water quantity analysis, and BMP alternative analysis. | Study | Planned | 2021 | 2023 | N/A | N/A | Crystal River | N/A | 500000 | N/A | County/ SWFWMD | County - $250,000/ SWFWMD - $250,000 | N/A | Not provided | 28.9825 | -82.663
5761 | KING | City of Crystal River | DEP | CR-16 | Pelican Bay Package Plant Removal | Removal of an existing package plant that currently serves a 91 unit apartment complex. A proposed lift station will transfer the wastewater flows to the Crystal River collection system. | Decommission/ Abandonment | Underway | 2021 | 2022 | 12 | N/A | Inside PFA | N/A | 440000 | TBD | DEP | $440,000 | TBD | N/A | 28.8689 | -82.599
5762 | KING | City of Crystal River | DEP | CR-17 | Wastewater Master Plan Update | This project consists of a wastewater master plan update to evaluate the relocation of the WWTP to the City's Spray Field. | Study | Underway | 2020 | 2021 | N/A | N/A | Inside PFA | N/A | 150000 | N/A | DEP | $150,000 | Not provided | Not provided | Not provided | Not provided
5763 | KING | City of Crystal River | N/A | CR-18 | Stormwater System Inventory | Stormwater system inventory. | Study | Planned | 2022 | 2023 | N/A | N/A | Inside PFA | N/A | Not provided | N/A | Not provided | Not provided | Not provided | Not provided | Not provided | Not provided
5764 | KING | City of Crystal River | DEP | CR-19 | Wetland Recharge Park | Creation of a enhanced wetland to provide improved surface water runoff treatment and educational facilities. | Stormwater Treatment Areas (STAs) | Planned | 2023 | 2025 | 70 | 90 | Inside PFA | 216.7 | 7340000 | TBD | DEP | $7,340,000 | TBD | TBD | 28.9102 | -82.5906
5765 | KING | FDACS | Agricultural Producers | FDACS-01a | BMP Implementation and Verification - Farm Fertilizer | Enrollment and verification of farm fertilizer BMPs by agricultural producers. Acres Treated and reductions based on FDACS December 2020 NOI Enrollment and FSAID VII. | Agricultural BMPs | Completed | Not provided | 2020 | 5495 | N/A | Basinwide | 881 | Not provided | Not provided | Not provided | Not provided | Not provided | Not provided | Not provided | Not provided
5766 | KING | FDACS | Agricultural Producers | FDACS-02a | BMP Implementation and Verification - Livestock Waste | Enrollment and verification of livestock waste BMPs by agricultural producers. Acres Treated based on FDACS December 2020 NOI Enrollment and FSAID VII. | Agricultural BMPs | Completed | Not provided | 2020 | 1370 | N/A | Basinwide | 4808 | Not provided | Not provided | Not provided | Not provided | Not provided | Not provided | Not provided | Not provided
5767 | CHHO | Citrus County | SWFWMD | CC-24 | Lizzie Hart Sink Watershed Management Plan | Complete study including new LiDAR acquisition, watershed evaluation, floodplain analysis and BMP alternative analysis. | Study | Planned | 2023 | 2025 | N/A | N/A | Chassahowitzka | N/A | 475000 | N/A | County/ SWFWMD | County - $237,500/ SWFWMD - $237,500 | N/A | Not provided | 28.706 | -82.4051
5768 | CHHO | FDACS | Agricultural Producers | FDACS-01a | BMP Implementation and Verification - Farm Fertilizer | Enrollment and verification of farm fertilizer BMPs by agricultural producers. Acres Treated and reductions based on FDACS December 2020 NOI Enrollment and FSAID VII. | Agricultural BMPs | Ongoing | N/A | N/A | 3255 | N/A | Basinwide | 3523 | N/A | N/A | FDACS | TBD | N/A | N/A | Not provided | Not provided
5769 | CHHO | FDACS | Agricultural Producers | FDACS-02a | BMP Implementation and Verification - Livestock Waste | Enrollment and verification of livestock waste BMPs by agricultural producers. Acres Treated based on FDACS December 2020 NOI Enrollment and FSAID VII. | Agricultural BMPs | Ongoing | N/A | N/A | 3285 | N/A | Basinwide | 19098 | N/A | N/A | FDACS | TBD | N/A | N/A | Not provided | Not provided
5770 | CHHO | Hernando County | N/A | HC-11 | Grant Ave. Stormwater Improvement | Construction of a stormwater pond providing water quality treatment and flood storage for runoff from untreated existing residential area. | Dry Detention Pond | Completed | 2019 | 2019 | 10 | N/A | Chassahowitzka | 30 | 50000 | 200 | County | $50,000 | N/A | N/A | Incompatible Point | Incompatible Point
5771 | CHHO | Hernando County | N/A | HC-12 | Lemesa St. Stormwater Improvement | Construction of a stormwater pond providing water quality treatment and flood storage for runoff from untreated existing residential area. | Dry Detention Pond | Planned | 2021 | 2021 | 10 | N/A | Chassahowitzka | 30 | 50000 | 200 | County | $50,000 | N/A | N/A | 28.5408 | -82.2928
5772 | CHHO | SWFWMD | Stakeholders | SWF-12 | FARMS - M & B Products, Inc. | Agricultural nutrient reduction BMPs to improve water quality. | Agricultural BMPs | Underway | 2016 | 2017 | TBD | N/A | Chassahowitzka | 322 | 330128 | N/A | SWFWMD | $247,596 | N/A | Not provided | 28.735 | -82.459
5773 | JABL | FDACS | Agricultural Producers | FDACS-01a | BMPs Implementation and Verification - Farm Fertilizer | Enrollment and verification of farm fertilizer BMPs by agricultural producers. Acres Treated and reductions based on FDACS December 2020 NOI Enrollment and FSAID VII. | Agricultural BMPs | Completed | Not provided | 2020 | 66354 | N/A | Jackson County | 30195 | Not provided | Not provided | Not provided | Not provided | Not provided | Not provided | Not provided | Not provided
5774 | JABL | FDACS | Agricultural Producers | FDACS-02a | BMPs Implementation and Verification - Livestock Waste | Enrollment and verification of livestock waste BMPs by agricultural producers. Acres Treated based on FDACS December 2020 NOI Enrollment and FSAID VII. | Agricultural BMPs | Completed | Not provided | 2020 | 2247 | N/A | Jackson County | 5427 | Not provided | Not provided | Not provided | Not provided | Not provided | Not provided | Not provided | Not provided
5775 | LSJM | City of Atlantic Beach | N/A | AB-12 | Begonia Street Gravity Sewer Extension (Septic to Sewer) | Installed 550 LF of 8" PVC SDR-26 gravity sewer pipe, two 4' diameter manholes, and 10 6" PVC laterals. | OSTDS Phase Out | Completed | 2020 | 2020 | TBD | N/A | Marine | N/A | 115500 | N/A | Atlantic Beach | $115,500 | N/A | N/A | 30.32556 | -81.42306
5776 | LSJM | CCUA Aggregate | DEP | CCUA-10 | Fleming Island WWTF (FL0043834) BTU Upgrade | Project to construct a third biological treatment unit at the Fleming Island WWTF to provide additional capacity for increased nutrient treatment. | WWTF Upgrade | Planned | 2021 | 2022 | TBD | TBD | Marine | N/A | 5836900 | N/A | DEP Grant | DEP - $1,500,000 | LPA0057 | N/A | 30.093095 | -81.719062
5777 | LSJM | CCUA Aggregate | SJRWMD | CCUA-11 | Mid-Clay WWTF (FLA011377) Upgrades | Project to construct a second biological treatment unit at the Mid-Clay WWTF to provide additional capacity for increased nutrient treatment. | WWTF Upgrade | Planned | 2020 | 2023 | TBD | TBD | Marine | N/A | Not provided | N/A | DEP Grant | DEP - $1,500,000 | LPA0058 | N/A | 30.056109 | -81.795074
5778 | LSJM | CCUA Aggregate | N/A | CCUA-12 | Wastewater Treatability Study Project | Project to investigate the feasibility of treating WWTF effluent to potable water standards. | Study | Underway | 2020 | 2021 | N/A | N/A | Marine | N/A | 448784 | N/A | SJRWMD/ Cost-Share Agreement | DEP - $390,000/ SJRWMD - $58,784 | N/A | 35385 | 30.11546 | -81.8150
5779 | LSJM | City of Palatka WWTF | FDOT Appropriation Grant Funded | PAL-13 | Palatka WWTF FL0040061 | Conversion of Anaerobic to Aerobic Digesters and replacement of primary belt press. | WWTF Diversion to Reuse | Planned | 2020 | 2023 | TBD | TBD | Freshwater | N/A | 3500000 | Not provided | DEP/ Utility Funds | $3,500,000 | LPR0004 | N/A | 29.615536 | -81.651514
5780 | LSJM | City of Palatka WWTF | DEO | PAL-14 | Palatka WWTF FL0040061 | Sanitary Sewer Inspections and Resiliency Master Plan. | Sanitary Sewer Inspections | Planned | 2020 | 2023 | TBD | TBD | Freshwater | N/A | 385000 | Not provided | DEO | $385,000 | N/A | N/A | Not provided | Not provided
5781 | LSJM | City of Palatka Non-MS4 | SJRWMD/ FDOT | PAL-15 | Palatka Non-MS4 | St. Johns Avenue/Transportation Hub Pervious Pavement. | Pervious Pavement Systems | Underway | 2020 | 2023 | TBD | TBD | Freshwater | Not provided | 2302816 | 65000 | SJRWMD/ FDOT/ Better Place/ TIF Funds | $2,302,816 | N/A | 35688 | 29.651186 | -81.632498
5782 | LSJM | Putnam County Non-MS4 | SJRWMD | PUT-13 | Putnam Non-MS4 | Elsie Drive and Horse Landing Road Septic-to-Sewer project in WBID 2213M and 2606A. 89 additional connections committed. Provisional calculation method used. | OSTDS Phase Out | Underway | 2021 | 2022 | 1030.3575 | N/A | Freshwater | 44.5 | 1279375 | 13350 | Putnam County / SJRWMD | SJRWMD - $1,279,375 | N/A | 35845 | 29.572976 | -81.605011
5783 | SAFE | ACEPD | N/A | AC-32 | Springs Protection Videos | Five to six 30-second videos on various aspects of springs protection for social media and paid media outlets. | Education Efforts | Ongoing | 2021 | N/A | N/A | N/A | Alachua County | N/A | 17000 | N/A | County/ Wildlife Foundation of Florida Springs Protection License Plate Grant | $12,000 | N/A | N/A | Not provided | Not provided
5784 | SAFE | ACEPD | City of Gainesville/ FDOT District 2/ SRWMD/SJRWMD | AC-33 | Turf Swap | Rebates to property owners that convert irrigated turf to FFL or implement water saving irrigation retrofits. | Education Efforts | Ongoing | 2016 | N/A | N/A | N/A | Alachua County | N/A | 1000000 | N/A | SRWMD/ SJRWMD | SRWMD -$150,000/ SJRWMD - $300,000 | WS003 | SJRWMD 28913/ SRWMD 1920-190 | Not provided | Not provided
5785 | SAFE | Alachua County | UF | AC-34 | Quantifying Nitrogen Leaching from Residential Soils in Alachua County Phase 1 | Assess nitrogen leaching from actual landscapes in Alachua County. A variety of lawn ages and soil types will be assessed along with mulched planting beds. Soil cores will be analyzed and will be collected from 11 lysimeters installed in yards. | Study | Completed | 2019 | 2020 | N/A | N/A | Santa Fe River Basin - Alachua County | N/A | 32405 | N/A | Alachua County Stormwater Assessment | $32,425 | N/A | Not provided | Not provided | Not provided
5786 | SAFE | Alachua County | UF | AC-35 | Quantifying Nitrogen Leaching from Residential Soils in Alachua County Phase 2 | This phase will investigate nitrogen leaching in yards undergoing a variety of treatments, including mineral fertilizer, a biosolids based fertilizer, and top dressing with compost. New lysimeters will be installed in a natural area for comparison. | Study | Planned | 2021 | 2022 | N/A | N/A | Santa Fe River Basin - Alachua County | N/A | 43794 | N/A | Alachua County Stormwater Assessment | $43,794 | N/A | Not provided | Not provided | Not provided
5787 | SAFE | Alachua County | N/A | AC-36 | An Evaluation of Nutrient Sources and Potential Nutrient Reduction Projects for Poe Spring | Initial literature and data review phase of a project to identify nutrient sources in Poe Springs and potential nutrient reduction projects for the spring and groundwater generally. | Study | Planned | 2021 | 2021 | N/A | N/A | Santa Fe River Basin - Alachua County | N/A | 34085 | N/A | Alachua County Stormwater Assessment | $34,085 | N/A | Not provided | Not provided | Not provided
5788 | SAFE | Alachua County | N/A | AC-37 | An Evaluation of Nutrient Sources and Potential Nutrient Reduction Projects for Lake Santa Fe | Initial literature and data review phase of a project to identify nutrient sources in Lake Santa Fe and potential nutrient reduction projects for the lake. | Study | Planned | 2021 | 2021 | N/A | N/A | Santa Fe River Basin - Alachua County | N/A | 34085 | N/A | Alachua County Stormwater Assessment | $34,085 | N/A | Not provided | Not provided | Not provided
5789 | SAFE | Alachua County | N/A | AC-38 | Warny | Donation from land owner. No increase in surface runoff of pollutants due to land use change, continued aquifer recharge and ecosystem/habitat preservation. | Land Acquisition | Underway | 2020 | 2021 | N/A | N/A | Santa Fe River Basin - Alachua County | 80 | 0 | N/A | Donation | Donation - $0 | N/A | Not provided | Not provided | Not provided
5790 | SAFE | Alachua County | N/A | AC-39 | Pinkoson & Upshaw | Fee simple land conservation acquisition. No increase in surface runoff of pollutants due to land use change, continued aquifer recharge and ecosystem/habitat preservation. | Land Acquisition | Underway | 2020 | 2022 | N/A | N/A | Santa Fe River Basin - Alachua County | 119.3 | N/A | N/A | Wild Spaces Public Place II Surtax | N/A | N/A | Not provided | Not provided | Not provided
5791 | SAFE | Alachua County | N/A | AC-40 | Bryson | Land conservation easement acquisition. No increase in surface runoff of pollutants due to land use change, continued aquifer recharge and ecosystem/habitat preservation. Drains into Little Lake Santa Fe. | Land Acquisition | Planned | 2020 | 2023 | N/A | N/A | Santa Fe River Basin - Alachua County | 80 | N/A | N/A | Wild Spaces Public Place II Surtax | N/A | N/A | Not provided | Not provided | Not provided
5792 | SAFE | Alachua County | N/A | AC-41 | Santa Fe River - Santa Fe River Ranch (Hitchcock II) | Conservation easement acquisition. No increase in surface runoff of pollutants due to land use change, continued aquifer recharge and ecosystem/habitat preservation. | Land Acquisition | Planned | 2020 | 2023 | N/A | N/A | Santa Fe River Basin - Alachua County | 205 | N/A | N/A | Wild Spaces and Public Places II Surtax | N/A | N/A | Not provided | Not provided | Not provided
5793 | SAFE | Alachua County | N/A | AC-42 | Waldo Tree Farm | Fee simple land conservation acquisition. No increase in surface runoff of pollutants due to land use change, continued aquifer recharge and ecosystem/habitat preservation. | Land Acquisition | Planned | 2020 | 2022 | N/A | N/A | Santa Fe River Basin - Alachua County | 198 | N/A | N/A | Wild Spaces Public Place II Surtax | N/A | N/A | Not provided | Not provided | Not provided
5794 | SAFE | Alachua County | SRWMD | AC-43 | Rembert | Conservation easement acquisition. No increase in surface runoff of pollutants due to land use change, continued aquifer recharge and ecosystem/habitat preservation. Drains into Mill Creek Sink. | Land Acquisition | Planned | 2020 | 2024 | N/A | N/A | Santa Fe River Basin - Alachua County | 718 | 2000000 | N/A | Wild Spaces and Public Places II Surtax | N/A | N/A | Not provided | Not provided | Not provided
5795 | SAFE | Alachua County | N/A | AC-44 | General Land Acquisition | Fee simple & conservation easement acquisition. No increase in surface runoff of pollutants due to land use change, continued aquifer recharge and ecosystem/habitat preservation. | Land Acquisition | Planned | 2020 | 2026 | N/A | N/A | Santa Fe River Basin - Alachua County | N/A | N/A | N/A | Wild Spaces and Public Places II Surtax | N/A | N/A | Not provided | Not provided | Not provided
5933 | SILV | ACEPD | City of Gainesville/ FDOT District 2/ SRWMD/ SJRWMD | S225 | Turf Swap | Rebates to property owners that convert irrigated turf to FFL or implement water saving irrigation retrofits. | Education Efforts | Ongoing | 2016 | N/A | N/A | N/A | Silver Springs Basin | N/A | 1000000 | N/A | SRWMD/ SJRWMD | SRWMD-$150,000/ SJRWMD- $300,000 | WS003 | SJRWMD 28913/ SRWMD 1920-190 | Not provided | Not provided
5934 | SILV | ACEPD | N/A | S226 | Springs Protection Videos | Five to six 30-second videos on various aspects of springs protection for social media and paid media outlets. | Education Efforts | Ongoing | 2021 | N/A | N/A | N/A | Silver Springs Basin | N/A | 17000 | N/A | County/ Wildlife Foundation of Florida Springs Protection License Plate Grant | $12,000 | N/A | N/A | Not provided | Not provided
5935 | SILV | Alachua County | N/A | S227 | White Pond | Fee Simple Land Conservation Acquisition. No increase in surface runoff of pollutants due to land use change, continued aquifer recharge and ecosystem/habitat preservation. | Land Acquisition | Completed | 2018 | 2020 | N/A | N/A | Silver Springs Basin | 30 | Not provided | N/A | Wild Spaces Public Place II Surtax | Wild Spaces and Public Places Sales Tax - $104,976 | N/A | Not provided | 29.597583 | -82.194711
5936 | SILV | Alachua County | N/A | S228 | Colasante | Fee Simple Land Conservation Acquisition. No increase in surface runoff of pollutants due to land use change, continued aquifer recharge and ecosystem/habitat preservation. Includes Lochloosa Slough. | Land Acquisition | Planned | 2021 | 2023 | N/A | N/A | Silver Springs Basin | 424 | Not provided | N/A | Wild Spaces Public Place II Surtax | Not provided | N/A | Not provided | 29.483551 | -82.096809
5937 | SILV | Alachua County | N/A | S229 | General Land Acquisition | Fee Simple & Conservation Easement acquisition. No increase in surface runoff of pollutants due to land use change, continued aquifer recharge and ecosystem/habitat preservation. | Land Acquisition | Planned | 2020 | 2026 | N/A | N/A | Silver Springs Basin | N/A | Not provided | N/A | Wild Spaces and Public Places II Surtax | Not provided | N/A | Not provided | Not provided | Not provided
5938 | SILV | City of Hawthorne | N/A | S231 | Advanced WWTF | Construction of an advanced wastewater treatment facility. | WWTF Upgrade | Planned | Not provided | Not provided | 2088 | 1134 | Silver Springs Basin | N/A | 10000000 | 400000 | TBD | Not provided | Not provided | Not provided | 29.351981 | -82.042979
5939 | SILV | Town of Lady Lake | LCWA | S230 | Stormwater Master Plan | Town-wide determination and prioritization of stormwater improvements. | Study | Underway | 2020 | 2021 | N/A | N/A | Silver Springs Basin | N/A | 65000 | Not provided | LCWA | $65,000 | Not provided | Not provided | Not provided | Not provided
5659 | NIRL | Volusia County | Not provided | VC-06 | Lighthouse Cove Stormwater Treatment Facility | Provide retrofit wet detention treatment. | Biosorption Activated Media (BAM) | Planned | TBD | TBD | 760 | 180 | A | 420 | TBD | TBD | Not provided | TBD | N/A | Not provided | Incompatible Point | Incompatible Point
5660 | OKEE | City of Clewiston | N/A | CL-01 | Education | Landscaping, irrigation, fertilizer, pet waste, and stormwater ordinances; PSAs; pamphlets; website; illicit discharge program. | Education Efforts | Ongoing | N/A | N/A | 378 | 21 | South Lake Okeechobee | 2156 | 10000 | N/A | General Fund | $10,000 | N/A | N/A | 26.749203 | -80.934823
5661 | OKEE | City of Clewiston | N/A | CL-02 | Street Sweeping | 215 miles swept. | Street Sweeping | Ongoing | N/A | N/A | 39.95 | 5.4 | South Lake Okeechobee | N/A | N/A | N/A | General Fund | N/A | N/A | N/A | 26.749203 | -80.934823
5662 | OKEE | City of Clewiston | N/A | CL-03 | Inlet Maintenance | 40 inlets cleaned. | Catch Basin Inserts/Inlet Filter Cleanout | Ongoing | N/A | N/A | 19.74 | 2.6 | South Lake Okeechobee | N/A | N/A | N/A | General Fund | N/A | N/A | N/A | 26.749203 | -80.934823
5796 | SAFE | City of Archer | SRWMD/ DEP/ USDA/ DEO | AR-02 | City of Archer Wastewater Systems Improvements | Design and construction of a wastewater collection system, lift stations, and treatment plant to phase out the use of septic tanks in the City of Archer. | Wastewater Service Area Expansion | Planned | 2021 | 2023 | TBD | N/A | Alachua County | Not provided | 9678579 | 212405 | TBD | TBD | N/A | TBD | 29.53 | -82.52
5797 | SAFE | SRWMD | Alachua Conservation Trust/ DEP | SRWMD-19 | Santa Fe Springs | Land acquisition with conservation easement will ensure less intensive land use. | Land Acquisition | Underway | 2020 | 2021 | N/A | N/A | Columbia County | 254 | 1390381 | TBD | DEP/ Other/ SRWMD | DEP - $617,000/ SRWMD - $139,041/ Other - $634,340 | TBD | TBD | 29.94067 | -82.53107
5798 | SAFE | SRWMD | DEP/ Municipalities | SRWMD-21 | Wastewater Feasibility Studies | Conduct analysis for using reclaimed water including treatment wetlands. | WWTF Diversion to Reuse | Underway | 2021 | 2023 | TBD | N/A | Basinwide | N/A | 700000 | N/A | DEP | DEP - $700,000 | TBD | TBD | 29.9072 | -82.4723
5799 | SAFE | SRWMD | Alachua Conservation Trust/ FWC/ DEP | SRWMD-22 | Devil's Ear | Land acquisition with conservation easement will ensure less intensive land use. | Land Acquisition | Underway | 2020 | 2023 | N/A | N/A | Gilchrist County | 2742 | 8382555 | TBD | DEP/ FWC | DEP - $2,00,000/ Other - $6,382,555 | TBD | TBD | 29.74893 | -82.71736
5800 | SAFE | FDACS | Agricultural Producers | FDACS-01a | BMP Implementation and Verification - Farm Fertilizer | Enrollment and verification of farm fertilizer BMPs by agricultural producers. Acres Treated and reductions based on FDACS December 2020 NOI Enrollment and FSAID VII. | Agricultural BMPs | Completed | Not provided | 2020 | 125020 | N/A | Basinwide | 63046 | TBD | TBD | Not provided | Not provided | N/A | N/A | Not provided | Not provided
5801 | SAFE | FDACS | Agricultural Producers | FDACS-02a | BMP Implementation and Verification - Livestock Waste | Enrollment and verification of livestock waste BMPs by agricultural producers. Acres Treated based on FDACS December 2020 NOI Enrollment and FSAID VII. | Agricultural BMPs | Completed | Not provided | 2020 | 24844 | N/A | Basinwide | 76679 | TBD | TBD | Not provided | Not provided | N/A | N/A | Not provided | Not provided
5802 | WACI | FDACS | Agricultural Producers | FDACS-01a | BMP Implementation and Verification - Farm Fertilizer | Enrollment and verification of farm fertilizer BMPs by agricultural producers. Acres Treated and reductions based on FDACS December 2020 NOI Enrollment and FSAID VII. | Agricultural BMPs | Completed | Not provided | 2020 | 27011 | N/A | Basinwide | 25873 | TBD | TBD | Not provided | Not provided | N/A | N/A | Not provided | Not provided
5803 | WACI | FDACS | Agricultural Producers | FDACS-02a | BMP Implementation and Verification - Livestock Waste | Enrollment and verification of livestock waste BMPs by agricultural producers. Acres Treated based on FDACS December 2020 NOI Enrollment and FSAID VII. | Agricultural BMPs | Completed | Not provided | 2020 | 3000 | N/A | Basinwide | 10948 | TBD | TBD | Not provided | Not provided | N/A | N/A | Not provided | Not provided
5804 | WEEK | FDACS | Agricultural Producers | FDACS-01a | BMP Implementation and Verification - Farm Fertilizer | Enrollment and verification of farm fertilizer BMPs by agricultural producers. Acres Treated and reductions based on FDACS December 2020 NOI Enrollment and FSAID VII. | Agricultural BMPs | Ongoing | N/A | N/A | 7888 | N/A | Basinwide | 11583 | N/A | N/A | FDACS | TBD | N/A | N/A | Not provided | Not provided
5805 | WEEK | FDACS | Agricultural Producers | FDACS-02a | BMP Implementation and Verification - Livestock Waste | Enrollment and verification of livestock waste BMPs by agricultural producers. Acres Treated based on FDACS December 2020 NOI Enrollment and FSAID VII. | Agricultural BMPs | Ongoing | N/A | N/A | 4171 | N/A | Basinwide | 27263 | N/A | N/A | FDACS | TBD | N/A | N/A | Not provided | Not provided
5806 | WEEK | Pasco County | FDOT | PC-08 | SunWest Park messaging boards | Placed 5 message boards at SunWest Park with messages about pet waste, fertilizer, actions that can be taken to help the springs. | Enhanced Public Education | Completed | Not provided | 2020 | N/A | N/A | Pasco County | N/A | 14385 | N/A | FDOT | $14,385 | N/A | Not provided | 28.4252015 | -82.6518493
5807 | WEEK | Pasco County | FDOT | PC-09 | Fertilizer Point of Sale information cards and door hangers | Distribute 40,000 information cards to 25 retail establishments and 3,000 door hangers describing requirements of Pasco County fertilizer ordinance. | Enhanced Public Education | Underway | Not provided | 2021 | N/A | N/A | Pasco County | N/A | 5000 | N/A | FDOT | $5,000 | N/A | Not provided | Not provided | Not provided
5808 | WEEK | Pasco County | N/A | PC-10 | Pet Waste and IDDE PSAs | Create PSAs on pet waste management and illicit discharges, 1 radio and 1 TV PSA for each topic (total of 4 PSAs). | Enhanced Public Education | Completed | Not provided | 2021 | N/A | N/A | Pasco County | N/A | 16400 | N/A | Pasco County | $16,400 | N/A | Not provided | Not provided | Not provided
5809 | WEEK | Pasco County | N/A | PC-11 | Green Infrastructure Education and Outreach | Education and outreach materials for LID distributed including rack cards to libraries and home model centers, LID booklets to Chamber of Commerce and Government Center, and newsletters in utility bills. | Enhanced Public Education | Underway | Not provided | TBD | N/A | N/A | Pasco County | N/A | 469 | N/A | Pasco County | $469 | N/A | Not provided | Not provided | Not provided
5810 | WEEK | Pasco County | SWFWMD | PC-12 | Nitrogen Removal Feasibility Study | The project consists of a feasibility study to identify options for nitrogen removal in the area of Weeki/Aripeka Springsheds. | Study | Underway | Not provided | 2021 | N/A | N/A | Pasco County | N/A | 168000 | TBD | Pasco County | $168,000 | N/A | Not provided | Not provided | Not provided
5811 | WEEK | Pasco County | DEP | PC-13 | Wastewater Treatment Feasibility Analysis | Determine the feasibility of replacing septic sewer systems with county-owned systems within different areas of the County. | Study | Underway | Not provided | 2021 | N/A | N/A | Pasco County | N/A | 500000 | N/A | DEP | $500,000 | LP57022 | N/A | Not provided | Not provided
5812 | WEEK | SWFWMD | Stakeholders | SWF-06 | Frogmore Ranch, LLC | This project consisted of the implementation of agricultural nutrient BMPs, such as the installation of a fertigation system to reduce nutrient use on a blueberry farm. | Agricultural BMPs | Underway | 2017 | 2017 | TBD | N/A | Pasco County | 155 | 152000 | N/A | SWFWMD | $60,620 | N/A | Not provided | 28.388 | -82.342
5813 | WEEK | SWFWMD | Stakeholders | SWF-07 | Creekside Nursery, Inc. | This project implements agricultural nutrient reduction BMPs. | Agricultural BMPs | Planned | 2020 | 2021 | TBD | N/A | Pasco County | 85 | 215333 | N/A | SWFWMD | $161,500 | N/A | Not provided | 28.396 | -82.366
5814 | WEKR | City of Ocoee | N/A | O-36 | Cumberland Avenue Baffle Box | Stormwater Retrofit to serve approximately 41 acres of City Hall/Ocoee Downtown areas discharging untreated stormwater runoff to Starke Lake. | Baffle Boxes- Second Generation | Underway | 2021 | 2021 | TBD | TBD | Inside Springshed | 40 | 250000 | TBD | City of Ocoee Stormwater Utility Fund | N/A | N/A | Not provided | 28.570585 | -81.545321
5815 | WEKR | FDACS | Agricultural Producers | FDACS-01a | BMP Implementation and Verification - Farm Fertilizer | Enrollment and verification of farm fertilizer BMPs by agricultural producers. Acres Treated and reductions based on FDACS December 2020 NOI Enrollment and FSAID VII. | Agricultural BMPs | Ongoing | N/A | N/A | 9098 | N/A | Inside Springshed | 3490 | N/A | N/A | FDACS | TBD | N/A | N/A | Not provided | Not provided
5816 | WEKR | FDACS | Agricultural Producers | FDACS-02a | BMP Implementation and Verification - Livestock Waste | Enrollment and verification of livestock waste BMPs by agricultural producers. Acres Treated based on FDACS December 2020 NOI Enrollment and FSAID VII. Reductions based on efficiencies referenced in the BMAP. | Agricultural BMPs | Ongoing | N/A | N/A | 34 | N/A | Inside Springshed | 172 | N/A | N/A | FDACS | TBD | N/A | N/A | Not provided | Not provided
5817 | WEKR | FDACS | Agricultural Producers | FDACS-03a | BMP Implementation and Verification - Nurseries | Enrollment and verification of nursery BMPs by agricultural producers. Acres Treated based on FDACS December 2020 NOI Enrollment and FSAID VII. Reductions based on efficiencies referenced in the BMAP. | Agricultural BMPs | Ongoing | N/A | N/A | 5364 | N/A | Inside Springshed | 1306 | N/A | N/A | FDACS | TBD | N/A | N/A | Not provided | Not provided
5818 | WEKR | FDOT District 5 | N/A | FDOT-18 | FM: 238275-2-52-01 | Pond WB1-1 | Wet Detention Pond | Completed | 2017 | 2020 | 2.29 | 0.6 | Outside Springshed | 8.83 | Not provided | Not provided | Florida Legislature | Not provided | N/A | Not provided | 28.79736020 | -81.62030307
5843 | WEKR | City of Winter Garden | TBD | WU-01a | Crest Ave WWTF Capacity Expansion & Process Optimization | Modifications to WWTF (convert to MBR) to increase treatment capacity and meet more stringent effluent objectives (5 mg/L BOD5/5 mg/L Sus. Solids/3 mg/L TN/1 mg/L TP) | WWTF Upgrade | Underway | 2020 | 2024 | TBD | TBD | Inside Springshed | N/A | 25000000 | 150000 | City of Winter Garden/SRF | Unknown | N/A | N/A | 28.578310 | -81.581870
5844 | ALAF | Hillsborough County | N/A | HC-009 | Development of Green Infrastructure Guidelines | Green infrastructure guidelines to be implemented with future county projects. | FIB- Stormwater | Underway | 2020 | 2021 | N/A | N/A | Alafia River Basin | N/A | 209000 | N/A | Hillsborough County | Hillsborough County - $209,000 | N/A | Not provided | Not provided | Not provided
5845 | BACH | UF-IFAS | FDOH/ ECUA | ECHD-23 | After the Flush | Educate homeowners and businesses on OSTDS and sewer maintenance with a goal of reducing Healthy Beaches advisories. | FIB- Sanitary Sewer | Ongoing | 2020 | N/A | N/A | N/A | Basinwide | N/A | N/A | Not provided | FDOH | Not provided | Not provided | Not provided | 30.405822 | -87.281064
5846 | BACH | ECUA | N/A | ECUA-065 | Beach Haven Phase II | 1200 connections total (most in Bayou Chico). | FIB- Sanitary Sewer | Planned | 2021 | 2023 | N/A | N/A | Not provided | N/A | 3800000 | N/A | ECUA | Not provided | Not provided | Not provided | 30.385129 | -87.304918
5847 | BACH | ECUA | N/A | ECUA-066 | Lateral Rehabilitation | 250 Sewer Laterals rehabbed from the sewer main to the property line. | FIB- Sanitary Sewer | Completed | 2019 | 2020 | N/A | N/A | Not provided | N/A | 1500000 | N/A | ECUA | Not provided | Not provided | Not provided | 30.413497 | -87.254994
5848 | HILL | City of Plant City | Not provided | CPC-022 | Street Sweeping | Sweeping of city streets removes bacterial sources such as pet waste, rotting vegetation, etc. from streets prior to discharge through MS4. | FIB- Stormwater | Ongoing | 1997 | N/A | N/A | N/A | Blackwater Creek/ Spartman Branch/ Baker Creek/ Flint Creek | N/A | N/A | 80311 | City of Plant City | N/A | N/A | N/A | 28.009707 | -82.141251
5849 | HILL | City of Plant City | Not provided | CPC-023 | Bacterial Data Review and Response Program | City staff review bacterial surveillance data and respond as appropriate to high readings. | FIB- Source Identification Activities | Ongoing | 2020 | N/A | N/A | N/A | Blackwater Creek/ Spartman Branch/ Baker Creek/ Flint Creek | N/A | N/A | TBD | City of Plant City | N/A | N/A | N/A | 28.009707 | -82.141251
5850 | HILL | City of Tampa | N/A | COT-063 | USF Comprehensive Study of BMPs in 1443E | BMP evaluation of baffle box devices & ponds located in 1443E. | FIB- Stormwater | Completed | Not provided | 2020 | N/A | N/A | Lower Hillsborough River | N/A | 50000 | Not provided | City of Tampa | Not provided | Not provided | Not provided | Not provided | Not provided
5851 | HILL | City of Tampa | N/A | COT-064 | Southeast Seminole Heights Flood Relief | Upgrades in conveyance system. | FIB- Stormwater | Planned | 2019 | 2023 | N/A | N/A | Lower Hillsborough River | N/A | 35000000 | Not provided | City of Tampa | Not provided | Not provided | Not provided | Not provided | Not provided
5852 | HILL | City of Tampa | N/A | COT-065 | Lake Roberta Baffle Box Upgrade | New baffle box. | FIB- Stormwater | Planned | 2020 | 2021 | N/A | N/A | Lower Hillsborough River | N/A | 400000 | Not provided | City of Tampa | Not provided | Not provided | Not provided | Not provided | Not provided
5853 | HILL | Hillsborough County | N/A | HC-029 | Development of Green Infrastructure Guidelines | Green infrastructure guidelines to be implemented with future county projects. | FIB- Stormwater | Ongoing | 2020 | N/A | N/A | N/A | Hillsborough County | N/A | 209000 | N/A | Hillsborough County | N/A | N/A | Not provided | Not provided | Not provided
5854 | HILL | Pasco County | N/A | PASCO-011 | SunWest Park Messaging Boards | Placed 5 message boards at SunWest Park with messages about pet waste, fertilizer, actions that can be taken to help the springs. | FIB- Stormwater | Completed | Not provided | 2020 | N/A | N/A | Pasco County | N/A | 14385 | N/A | FDOT | $14,385 | N/A | Not provided | 28.26533 | -82.2971
5855 | HILL | Pasco County | N/A | PASCO-012 | Pet Waste and IDDE PSAs | Create PSAs on pet waste management and illicit discharges, 1 radio and 1 TV PSA for each topic (total of 4 PSAs). | FIB- Stormwater | Completed | Not provided | 2021 | N/A | N/A | Pasco County | N/A | 16400 | N/A | Pasco County | $16,400 | N/A | Not provided | Not provided | Not provided
5856 | HILL | Pasco County | N/A | PASCO-013 | Green Infrastructure Education and Outreach | Education and outreach materials for LID distributed including rack cards to libraries and home model centers, LID booklets to Chamber of Commerce and Government Center, and newsletters in utility bills. | FIB- Stormwater | Underway | Not provided | TBD | N/A | N/A | Pasco County | N/A | 1897 | N/A | Pasco County | $1,897 | N/A | Not provided | Not provided | Not provided
5857 | HILL | Pasco County | DEP | PASCO-014 | Wastewater Treatment Feasibility Analysis | Determine the feasibility of replacing septic sewer systems with county-owned systems within different areas of the County. | FIB- OSTDS | Underway | 2019 | 2021 | N/A | N/A | Pasco County | N/A | 500000 | N/A | DEP | $500,000 | LP57022 | N/A | Not provided | Not provided
5858 | HILL | Tampa Bay Estuary Program | Straz Center for the Performing Arts | TBEP-005 | Straz Center Living Shoreline Initiative | Design, Permitting, and Construction of ~800 linear feet of enhanced shoreline along the lower Hillsborough River. | FIB- Stormwater | Planned | 2021 | 2024 | N/A | N/A | Lower Hillsborough River/ New River/ Spartman Branch/ Baker Creek/ Flint Creek | N/A | 200000 | TBD | Tampa Bay Environmental Restoration Fund | Tampa Bay Estuary Program - $100,000 | N/A | Not provided | 27.951627619 | -82.464922335
5859 | LSJT | City of Atlantic Beach | N/A | AB-157 | Seminole Road Drainage Improvements | Installed 1260 LF of 15" HDPE drainage pipe. | FIB- Stormwater | Completed | 2020 | 2020 | N/A | N/A | Sherman Creek | N/A | 463000 | N/A | Atlantic Beach | $463,000 | Not provided | Not provided | 30.32028 | -81.40111
5860 | LSJT | City of Atlantic Beach | N/A | AB-158 | Sewer Pipe Cleaning, Inspection, Repair and Replacement | Cleaning, inspection, repair, replacement of sewer pipes. | FIB- Sanitary Sewer | Ongoing | 2020 | N/A | N/A | N/A | Hopkins Creek | N/A | 12000 | N/A | Atlantic Beach | $12,000 | Not provided | Not provided | 30.33056 | -81.40917
5861 | LSJT | City of Jacksonville | N/A | COJ-310 | Storm Sewer Replacement and New Construction Ongoing | Storm sewer replacement and new construction from 2020 forward to track ongoing efforts. | FIB- Stormwater | Ongoing | 2020 | N/A | N/A | N/A | BMAP II Basinwide | N/A | 899465 | N/A | COJ | $899,465 | Not provided | N/A | 30.3378778 | -81.6575995
5862 | LSJT | City of Jacksonville | Groundwork Jacksonville | COJ-311 | McCoys Creek Restoration Monitoring | Monitoring 7 different sites for nutrient and FIB levels before, during, and after restoration of the McCoys Creek. | FIB- Stormwater | Underway | 2019 | 2026 | N/A | N/A | McCoys Creek | N/A | Not provided | N/A | Not provided | Not provided | Not provided | N/A | 30.3289802571 | -81.6991135181
5863 | LSJT | City of Jacksonville | N/A | COJ-312 | Herschel Culvert Replacement | Replaced a failing metal pipe arch culvert with a 12'x6' precast concrete box culvert. | FIB- Stormwater | Completed | Not provided | 2020 | N/A | N/A | Big Fishweir Creek | Not provided | Not provided | N/A | Not provided | Not provided | Not provided | N/A | 30.29559 | -81.709581
5864 | LSJT | City of Jacksonville | N/A | COJ-313 | Wills Branch Dredging | Design and construction of Wills branch dredging. | FIB- Stormwater | Planned | 2021 | 2021 | N/A | N/A | Wills Branch | Not provided | Not provided | N/A | COJ | Not provided | Not provided | N/A | 30.2936750303 | -81.7624598936
5865 | LSJT | City of Jacksonville | N/A | COJ-314 | Cedar Forest Drainage Improvement Project | Removed and replaced existing system. | FIB- Stormwater | Completed | 2020 | 2020 | N/A | N/A | Butcher Pen Creek and Cedar River | 10.87 | 167065 | N/A | COJ DSR | $175,000 | Not provided | N/A | 30.267713 | -81.73355
5866 | LSJT | City of Jacksonville | N/A | COJ-315 | Spring Street Drainage Improvement Project | Added new inlets and drainage infrastructure. | FIB- Stormwater | Completed | 2020 | 2021 | N/A | N/A | Mccoy's Creek | 5.36 | 265556.45 | N/A | COJ DSR | $330,000 | Not provided | N/A | 30.327735 | -81.702876
5867 | LSJT | City of Jacksonville | N/A | COJ-316 | Via Valencia Ditch Embankment Repair Phase 1 and Phase 2 | Repaired drainage ditch and rebuilt side slopes. | FIB- Stormwater | Completed | 2019 | 2022 | N/A | N/A | Goodbys Creek | 131.67 | 890261.39 | 1500 | COJ DSR | $1,068,314 | Not provided | N/A | 30.231605 | -81.614125
5868 | LSJT | City of Jacksonville | N/A | COJ-317 | Philrose Drainage Improvement Project | Add new inlets and pipe system to existing system. | FIB- Stormwater | Completed | 2020 | 2023 | N/A | N/A | Goodbys Creek | 2.72 | 86340 | N/A | COJ DSR | $100,000 | Not provided | N/A | 30.227072 | -81.60057
5869 | LSJT | City of Jacksonville | N/A | COJ-318 | Lilly Road Drainage Improvement Project | Add new inlets and pipe system to existing system. | FIB- Stormwater | Completed | 2019 | 2024 | N/A | N/A | Miller Creek | 24 | 222186 | N/A | COJ DSR | $250,000 | Not provided | N/A | 30.302408 | -81.623589
5870 | LSJT | City of Jacksonville | N/A | COJ-319 | CCTV Ongoing Work | CCTV work from 2020 forward to track ongoing efforts. | FIB- Stormwater | Ongoing | 2020 | N/A | N/A | N/A | BMAP II Basinwide | N/A | 10819 | N/A | COJ | $10,819 | Not provided | N/A | 30.302408 | -81.623589
5871 | LSJT | City of Jacksonville | N/A | COJ-320 | CIPP Ongoing Work | CIPP work from 2020 forward to track ongoing efforts. | FIB- Stormwater | Ongoing | 2020 | N/A | N/A | N/A | BMAP II Basinwide | N/A | 262228 | N/A | COJ | $262,228 | Not provided | N/A | 30.302408 | -81.623589
5872 | LSJT | City of Jacksonville Beach | N/A | JB-073 | Sewer System Inspection and Rehabilitation | Lined approximately 5,000 LF of sanitary sewer main in the Pine Grove area. | FIB- Sanitary Sewer | Completed | 2020 | 2020 | N/A | N/A | Hopkins Creek | N/A | 155000 | N/A | Jacksonville Beach | Not provided | Not provided | Not provided | 30.2922945560668 | -81.4075189236116
5873 | LSJT | City of Jacksonville Beach | N/A | JB-074 | Penman Road Septic Tank Phase-out | Extend gravity sewer system and connect 5 properties currently on private septic tanks. | FIB- OSTDS | Planned | 2021 | 2022 | N/A | N/A | Hopkins Creek | N/A | 275000 | N/A | Jacksonville Beach | Not provided | Not provided | Not provided | 30.2986504807241 | -81.4062700165798
5874 | LSJT | Naval Station Mayport | N/A | NSM-029 | Preventative Maintenance | Gensect generator maintenance, lift station 1399 piping and base elbows, WWTF rapid mixer and floccflators, lift station 1376 wet well, and lift station 1845 pump replacement and piping repair. | FIB- Sanitary Sewer | Completed | 2019 | 2020 | N/A | N/A | Sherman Creek | N/A | 307232.89 | N/A | NS Mayport | Not provided | Not provided | Not provided | Incompatible Point | Incompatible Point
5875 | OKLA | City of Eustis | N/A | EUSTIS08 | Infiltration and Inflow (I&I) Smoke Testing for LS 1, LS 1 Flow Meter | City of Eustis conducted smoke testing on approximately 13,500 linear feet of sanitary sewer pipes in priority areas of Bates Avenue and the Lift Station 1 drainage area in conjunction with other investigations for inflow and infiltration (I/I). | Sanitary Sewer and Wastewater Treatment Facility (WWTF) Maintenance | Underway | 2020 | 2021 | N/A | N/A | Lake Eustis Basin | N/A | 29100 | Not provided | City of Eustis | Not provided | N/A | Not provided | 28.85954938765 | -81.6740717264092
5876 | OKLA | City of Eustis | N/A | EUSTIS09 | Infiltration and Inflow (I&I) Smoke Testing for LS24 | City of Eustis conducted smoke testing on approximately 41,800 linear feet of sanitary sewer pipes in priority areas of Lift Station 24. | Sanitary Sewer and Wastewater Treatment Facility (WWTF) Maintenance | Underway | 2020 | 2021 | N/A | N/A | Lake Eustis Basin | N/A | 38700 | Not provided | City of Eustis | Not provided | N/A | Not provided | 28.875951731763 | -81.69306801037
5877 | OKLA | City of Eustis | N/A | EUSTIS10 | Misc. WWTP Infrastructure Maintenance | The MH outside of LS24 has been rehabbed, Pine Tree Drive Sewer Lateral was repaired. | Sanitary Sewer and Wastewater Treatment Facility (WWTF) Maintenance | Completed | 2020 | 2020 | N/A | N/A | Lake Eustis Basin | N/A | Not provided | Not provided | City of Eustis | Not provided | N/A | Not provided | 28.875951731763 | -81.69306801037
5878 | OKLA | City of Fruitland Park | LCWA | GRIF45 | Mirror Lake Baffle Boxes | Install 3 2nd-generation nutrient separating baffle boxes at 15.6 acre Mirror Lake. | Baffle Boxes- Second Generation with Media | Underway | 2020 | 2021 | Not provided | 15 | Lake Griffin Basin | 265 | 400000 | Not provided | LCWA | $400,000 | N/A | N/A | 28.853294 | -81.90827
5879 | OKLA | Howey-in-the Hills | DEP | HAR40 | Sanitary Sewer for Central Avenue | Connection of existing OSTDS to central sewer. | OSTDS Phase Out | Underway | 2016 | 2021 | TBD | 11 | Lake Harris Basin | Not provided | 567000 | Not provided | Howey-in-the Hills Public Services/ DEP Grant | $400,000 | LP35021 | Not provided | TBD | TBD
5880 | OKLA | Town of Lady Lake | LCWA | LADYL07 | Stormwater Master Plan | Town-wide determination and prioritization of stormwater improvements. | Study | Underway | 2020 | 2021 | N/A | N/A | Lake Griffin Basin | N/A | 65000 | N/A | LCWA | $65,000 | N/A | N/A | Not provided | Not provided
5881 | OKLA | Lake County | N/A | LC09-DORAa | Lake Dora Basin Catch Basin and Pipe Cleaning 2020 | Catch basin and pipe cleaning to remove sediments. | BMP Cleanout | Completed | 2020 | 2020 | 238 | 146 | Lake Dora Basin | Not provided | Not provided | Not provided | Lake County | Not provided | N/A | Not provided | TBD | TBD
5882 | OKLA | Lake County | N/A | DORA44 | Challenger and Lenze Dirt Road Paving and Drainage | Paving of dirt roads and construction of swales for treatment. | Grass swales without swale blocks or raised culverts | Planned | 2021 | 2022 | 37 | 6 | Lake Dora Basin | 15 | 729000 | 1500 | Lake County | N/A | N/A | N/A | 28.76114 | -81.706608
5883 | OKLA | Lake County | N/A | GRIF46 | Picciola Harbors Stormwater Retrofit | Retrofit of CDS type unit on existing direct discharge to Lake Griffin. | Baffle Boxes- First Generation | Planned | 2021 | 2022 | 0.4 | 0.5 | Lake Griffin Basin | 3 | 130000 | 1500 | Lake County | N/A | N/A | N/A | 28.859658 | -81.862369
5884 | OKLA | Lake County | N/A | TROUT15 | Lake Joanna Stormwater Enhancements | Installation of next generation baffle box with media filtration on existing ditch. | Baffle Boxes- Second Generation with Media | Planned | 2021 | 2022 | 1928 | 220 | Lake Joanna | 1134 | 180000 | 1500 | Lake County | N/A | N/A | N/A | 28.841439 | -81.636306
5885 | OKLA | LCWA | Lake County | TROUT13a | Lake Joanna Study | Survey and identify potential nutrient sources and propose remediation projects. | Study | Completed | 2019 | 2020 | N/A | N/A | Lake Joanna | N/A | 180000 | N/A | LCWA/ Lake County | Not provided | N/A | Not provided | 28.842501 | -81.640328
5886 | OKLA | LCWA | N/A | PAL37 | Lake Minneola Study | Survey and identify potential nutrient sources that may be contributing to blue-green algal blooms. | Study | Underway | 2020 | 2021 | N/A | N/A | Palatlakaha River Basin | N/A | 150000 | N/A | LCWA | Not provided | N/A | Not provided | 28.57268 | -81.77055
5887 | OKLA | LCWA | Florida Legislature/ DEP | ABC01a | Nutrient Reduction Facility Upgrades | Upgrade NuRF facility with new treatment and processing equipment. | Regional Stormwater Treatment | Underway | 2020 | 2024 | N/A | N/A | Lake Apopka Basin | N/A | 4500000 | N/A | LCWA/ Florida Legislature | Not provided | Not provided | Not provided | 28.7213829563948 | -81.6876935901698
5888 | OKLA | City of Ocoee | N/A | OCOEE02 | City of Ocoee LDC Chapter 176, Ordinance 2020-016 Fertilizer Management, Grass Clippings and Vegetation Material/Debris and Pet Waste | Fertilizer ordinance, pet waste ordinance, landscape ordinance, irrigation ordinances, FYN, and public education. Covered by Orange County. | Regulations, Ordinances, and Guidelines | Completed | 2020 | 2020 | N/A | N/A | Lake Apopka Basin | N/A | N/A | N/A | N/A | N/A | N/A | Not provided | Not provided | Not provided
5889 | OKLA | City of Ocoee | Developer | LAP68 | Vermeer | Retention BMP at Palm Drive and Ocoee-Apopka Road. | On-line Retention BMPs | Underway | 2021 | 2021 | TBD | TBD | Lake Apopka Basin | N/A | N/A | N/A | N/A | N/A | N/A | Not provided | 28.575940 | -81.551445
5890 | OKLA | City of Ocoee | Developer | LAP69 | Summit Self Storage | Retention BMP at Fountains West Road. | On-line Retention BMPs | Underway | 2021 | 2021 | TBD | TBD | Lake Apopka Basin | N/A | N/A | N/A | N/A | N/A | N/A | Not provided | 28.604748 | -81.547354
5891 | OKLA | City of Ocoee | Developer | LAP70 | Greens at Forest Lake | Retention BMP at Fountains West Road. | On-line Retention BMPs | Underway | 2021 | 2021 | TBD | TBD | Lake Apopka Basin | N/A | N/A | N/A | N/A | N/A | N/A | Not provided | 28.605478 | -81.540194
5892 | OKLA | SJRWMD | AquaTech Eco Consultants | LAP65 | Lake Apopka Submerged Aquatic Vegetation Planting | SJRWMD contract 35541-1 to plant up to 24 acres of submerged aquatic vegetation (SAV), including Vallisneria americana and Potamogeton illinoensis near the Lake Apopka North Shore Pumphouse. | SAV Planting | Underway | 2020 | 2021 | N/A | N/A | Lake Apopka Basin | 24 | 300000 | 0 | DEP/ Florida Legislature Appropriation | $300,000 | N/A | 35541-1 | 28.6735722222222 | -81.6030083333333
5893 | OKLA | City of Winter Garden | TBD | LAP71 | Crest Ave WWTF Capacity Expansion & Process Optimization | Modifications to WWTF (convert to MBR) to increase treatment capacity and meet more stringent effluent objectives (5 mg/L BOD5; 5 mg/L Sus. Solids; 3 mg/L TN; 1 mg/L TP). | WWTF Upgrade | Underway | 2020 | 2024 | TBD | TBD | Lake Apopka Basin | N/A | 25000000 | 150000 | City of Winter Garden/ SRF | Unknown | N/A | N/A | 28.578310 | -81.581870
5894 | OKLA | Orange County | N/A | ROB04 | Jones Ave. Regional Stormwater Management Performance Monitoring | Evaluate BMP system performance and make recommendations. | Study | Underway | 2020 | 2021 | N/A | N/A | Lake Apopka Basin | N/A | 60667 | N/A | Orange County Board of County Commissioners | $60,667 | N/A | N/A | 28.73116 | -81.63632
5895 | OKLA | Orange County | N/A | LAP66 | Siplin Road Pond Media Filter Design | Pond retrofit sidebank media filter. | Retention/Detention BMP Retrofit with Nutrient Reducing Media | Planned | 2021 | TBD | N/A | N/A | Lake Apopka Basin | Not provided | 80000 | N/A | Orange County Board of County Commissioners | TBD | N/A | N/A | 28.540062 | -81.600280
5896 | OKLA | Orange County | N/A | LAP67 | Johns Lake Hydrological and Nutrient Assessment | Data and information from the assessment can be used by stakeholders to refine TMDL, provide allocation information within the watershed, and identify potential BMP effectiveness. | Study | Underway | 2019 | 2021 | N/A | N/A | Lake Apopka Basin | N/A | 318877 | N/A | Orange County Board of County Commissioners | TBD | N/A | N/A | 28.530581 | -81.633911
5897 | OKLA | Orange County | N/A | ORANGE10 | Groundwater Vulnerability Study | Countywide assessment of the risk and vulnerability of the groundwater and surface water to contamination from septic systems. | Study | Planned | 2021 | 2023 | N/A | N/A | Upper Ocklawaha Basin | N/A | TBD | N/A | Orange County Board of County Commissioners | TBD | N/A | N/a | Not provided | Not provided
5898 | OKLA | City of Umatilla | LCWA | TROUT16 | Trowell Ave Stormwater Improvement | Lake Umatilla watershed installation of Nutrient Separating Baffle Box 400 yards south of a previous box. | Baffle Boxes- Second Generation with Media | Underway | 2021 | 2021 | 153 | 30.6 | Trout Lake Basin | 28.99 | 200000 | Not provided | LCWA | $150,000 | N/A | Not provided | TBD | TBD
5899 | OKLA | Orange County | N/A | LAP09a | Jones Ave. Regional Stormwater Management Performance Monitoring | Evaluate BMP system performance and make recommendations. | Study | Underway | 2020 | 2021 | N/A | N/A | Lake Apopka Basin | 300 | 60667 | N/A | Orange County Board of County Commissioners | $60,667 | N/A | N/A | 28.73116 | -81.63632
5900 | ORCR | ACEPD | N/A | ALACHUA26 | Springs Protection Videos | Five to six 30-second videos on various aspects of springs protection for social media and paid media outlets. | Education Efforts | Ongoing | 2021 | N/A | N/A | N/A | Orange Creek Basin | N/A | 17000 | N/A | County/ Wildlife Foundation of Florida Springs Protection License Plate Grant | $12,000 | N/A | N/A | Not provided | Not provided
5901 | ORCR | ACEPD | City of Gainesville/ FDOT District 2/ SRWMD/ SJRWMD | ALACHUA27 | Turf Swap | Rebates to property owners that convert irrigated turf to FFL or implement water saving irrigation retrofits. | Education Efforts | Ongoing | 2016 | 2022 | N/A | N/A | Orange Creek Basin | N/A | 1000000 | N/A | SRWMD/ SJRWMD | SRWMD - $150,000/ SJRWMD - $300,000 | WS003 | 28913/ 1920-190 | Not provided | Not provided
5902 | ORCR | Alachua County | N/A | NEW46 | Newnans Lake Treatment Wetland Feasibility Study | Project to assess the feasibility of a treatment wetland to address internal recycling of nutrients in Newnans Lake. Project will also investigate treatment options such as rehydration of Gum Root Swamp and modification of the weir on Prairie Creek. | Study | Completed | 2020 | 2020 | N/A | N/A | Newnans Lake Basin | N/A | 67475 | N/A | Alachua County Stormwater Assessment | $67,475 | N/A | Not provided | 29.644 | -82.222
5903 | ORCR | Alachua County | N/A | OR41 | White Pond | Fee Simple Land Conservation Acquisition. No increase in surface runoff of pollutants due to land use change, continued aquifer recharge and ecosystem/habitat preservation. | Land Acquisition | Completed | 2018 | 2020 | N/A | N/A | Orange Lake Basin | 30 | N/A | N/A | Wild Spaces Public Place II Surtax | Wild Spaces Public Places Sales Tax - $104,976 | N/A | Not provided | 29.597583 | -82.194711
5904 | ORCR | Alachua County | N/A | LOCH26 | Colasante | Fee Simple Land Conservation Acquisition. No increase in surface runoff of pollutants due to land use change, continued aquifer recharge and ecosystem/habitat preservation. Includes Lochloosa Slough. | Land Acquisition | Planned | 2021 | 2023 | N/A | N/A | Lochloosa Lake Basin | 424 | N/A | N/A | Wild Spaces Public Place II Surtax | N/A | N/A | Not provided | 29.483551 | -82.096809
5919 | RAIN | Marion County Office of the County Engineer | Marion County Stormwater Section/ SWFWMD | R120 | Rainbow River Watershed Management Plan Update | Marion County Rainbow Basin Watershed Management Plan (WMP) 2008/2014 model updates. Updates needed to the current model, watershed evaluation, floodplain analysis, Floodplain Level of Service, Surface Water Resource Assessment and BMPs Reports. | Study | Planned | 2021 | 2025 | N/A | N/A | Rainbow Springs Basin | N/A | 1538000 | N/A | Marion County Stormwater Assessment/ SWFWMD | TBD | N/A | TBD | 29.128865 | -82.405478
5920 | RAIN | Marion County Office of the County Engineer | Marion County Stormwater Section/ SWFWMD | R121 | West Ocala Watershed Management Plan Update | Marion County WO Basin Watershed Management Plan (WMP) 2014. The current model, watershed evaluation, floodplain analysis, Floodplain Level of Service, Surface Water Resource Assessment and Best Management Practices Reports will need to be updated. | Study | Planned | 2021 | 2023 | N/A | N/A | Rainbow Springs Basin | N/A | 444000 | N/A | Marion County Stormwater Assessment/ SWFWMD | TBD | N/A | TBD | 29.180437 | -82.209971
5921 | RAIN | Marion County Office of the County Engineer | Marion County Stormwater Section/ SWFWMD | R122 | SR200 Watershed Management Plan Update | Marion County SR200 Basin Watershed Management Plan (WMP) 2009, with peer review completed in 2011. Due to a large amount of development along the corridor, the WMP needs to be updated. This is a high priority basin for Marion County and SWFWMD. | Study | Underway | 2020 | 2023 | N/A | N/A | Rainbow Springs Basin | N/A | 425000 | N/A | Marion County Stormwater Assessment/ SWFWMD | TBD | N/A | 20CF0002715 | 29.100566 | -82.229800
5922 | RAIN | Marion County Office of the County Engineer | Marion County Stormwater Section | R123 | Street Sweeping of Marion County Roads | Sweep Marion County–maintained roads in Rainbow Basin. Swept 9 times/yr, about 71.8 miles in Basin. 2019 load yield is roughly 306.7 tons. 2019 Upper Ocklawaha BMAP pro-rata share costs for street sweeping was approximately $29,171.08. | Street Sweeping | Ongoing | 2003 | N/A | 84 | 183 | Rainbow Springs Basin | N/A | N/A | 31223.23 | Marion County Stormwater Assessment | $23,869 | N/A | N/A | 29.22467 | -82.3387
5923 | SILV | FDACS | Agricultural Producers | S146a | BMP Implementation and Verification - Farm Fertilizer | Enrollment and verification of farm fertilizer BMPs by agricultural producers. Acres Treated and reductions based on FDACS December 2020 NOI Enrollment and FSAID VII. | Agricultural BMPs | Ongoing | Prior to 2018 | N/A | 2495 | N/A | Silver Springs Basin | 15839 | N/A | N/A | FDACS | TBD | N/A | Not provided | Not provided | Not provided
5924 | SILV | FDACS | Agricultural Producers | S147a | BMP Implementation and Verification - Livestock Waste | Enrollment and verification of livestock waste BMPs by agricultural producers. Acres Treated based on FDACS December 2020 NOI Enrollment and FSAID VII. | Agricultural BMPs | Ongoing | Prior to 2018 | N/A | 24888 | N/A | Silver Springs Basin | 47770 | N/A | N/A | FDACS | TBD | N/A | Not provided | Not provided | Not provided
5925 | SILV | UF–IFAS Extension Marion County | FDACS | B057 | Exploring Manure Management BMPs Through Composting | Educational outreach project designed to be a demonstration site for continued use to encourage equine owners to adopt manure management BMPS. | Agricultural BMPs | Underway | 2021 | 2021 | N/A | N/A | Rainbow Springs Basin/ Silver Springs Basin | N/A | 4000 | N/A | FDACS | $4,000 | N/A | N/A | TBD | TBD
5926 | SILV | Villages Center CDD | N/A | S232 | Sanitary Sewer Repairs | Village Center Service Area lining of VCP gravity pipes along Aloha Way phase 1. | Sanitary Sewer and Wastewater Treatment Facility (WWTF) Maintenance | Planned | 2021 | 2021 | N/A | N/A | Silver Springs Basin | N/A | 240000 | N/A | Village Center CDD | N/A | N/A | N/A | 28.946389 | -81.947222
5927 | SILV | Villages Center CDD | N/A | S233 | Sanitary Sewer Repairs | Village Center Service Area Gravity sewer improvements to units 1 and 2. | Sanitary Sewer and Wastewater Treatment Facility (WWTF) Maintenance | Planned | 2021 | 2022 | N/A | N/A | Silver Springs Basin | N/A | 1000000 | N/A | Village Center CDD | N/A | N/A | N/A | Not provided | Not provided
5928 | SILV | City of Ocala | N/A | B058 | Miscellaneous Force Main and Gravity Main Lining | Miscellaneous extension of existing water, sewer, and reuse facilities to provide services. | Wastewater Service Area Expansion | Planned | 2021 | 2023 | N/A | N/A | Rainbow Springs Basin/ Silver Springs PFA | N/A | 500000 | Not provided | City of Ocala | Not provided | N/A | Not provided | TBD | TBD
5929 | SILV | City of Ocala | FEMA/ City of Ocala | B059 | Hazard Mitigation Grant Program | The purchase and installation of twenty permanent generators, automatic transfer switches and other electrical components for designated lift stations. | Sanitary Sewer and Wastewater Treatment Facility (WWTF) Maintenance | Planned | 2021 | 2023 | N/A | N/A | Rainbow Springs Basin/ Silver Springs PFA | N/A | 1454257 | Not provided | FEMA/ City of Ocala | Not provided | N/A | Not provided | TBD | TBD
5930 | SILV | City of Ocala | DEP/ City of Ocala | B060 | OSTDS Abandonment and Connection to City Sewer | This project is set to remove 200 OSTDS and connect them to City sewer. | OSTDS Phase Out | Planned | 2021 | 2023 | 2120 | N/A | Rainbow Springs Basin/Silver Springs PFA | 62 | 1000000 | Not provided | DEP/ City of Ocala | $800,000 | TBD | Not provided | 29.185747 | -82.142782
5931 | SILV | City of Ocala | DEP/ City of Ocala | S238 | Retrofit Installation of Nutrient Removing Filtration System with Bold & Gold Media on Three Drainage Wells at Edgewood Park Pond | The installation of the Nutrient Removing Filtration Systems using media to treat water leaving ponds and flowing into recharge wells at Edgewood Park Pond. | Biosorption Activated Media (BAM) | Underway | Not provided | 2023 | TBD | TBD | Silver Springs PFA | 336 | 420000 | TBD | DEP/ City of Ocala | $187,500 | NS069 | Not provided | Not provided | Not provided
5932 | SILV | City of Ocala | DEP/ City of Ocala | S239 | Lake Wyomina Drainage Area Retrofit Project | Reshape drainage retention area, relocation of recharge well and installation of 24" thick layer or Bioactivated Media at Lake Wyomina drainage area. | Biosorption Activated Media (BAM) | Underway | Not provided | 2021 | TBD | TBD | Silver Springs PFA | 336 | 648000 | TBD | DEP/ SJRWMD/ City of Ocala | $324,000 | 35279 | Not provided | Not provided | Not provided
5663 | OKEE | City of Clewiston | N/A | CL-04 | Reverse Osmosis WTP Dry Pond | Dry detention pond (volume required = 0.23 ac-ft, volume provided = 1.12 ac-ft). | Dry Detention Pond | Completed | 2006 | 2010 | 2.6 | 0.2 | South Lake Okeechobee | 20 | N/A | N/A | N/A | N/A | N/A | N/A | 26.741323 | -80.938836
5664 | OKEE | City of Clewiston | N/A | CL-06 | East Ventura Water Quality | Constructed wetlands to treat runoff. | Stormwater Treatment Areas (STAs) | Underway | 2020 | TBD | 67.5 | 5.8 | South Lake Okeechobee | 23 | 461000 | TBD | Grant | $461,000 | TBD | 26-103570-P | 26.751328 | -80.930083
5665 | OKEE | Coordinating Agency | N/A | CA-23 | Legislative Cost-Share Appropriation Program (Dairy Projects) | FDACS conducted several rounds of solicitations for dairy project proposals. In fall 2015, one project was funded in West Lake Okeechobee. | Agricultural BMPs | Completed | 2015 | 2017 | TBD | TBD | West Lake Okeechobee | TBD | 1561162 | TBD | FDACS | $2,085,057 | N/A | N/A | TBD | TBD
5666 | OKEE | Hendry County | DEP / Port LaBelle Utility System / City of Clewiston / Airglades Airport | HE-01 | Phase 1 of a Force Main Extension from Airglades Airport to the City of Clewiston | Construct a transmission system to convey raw wastewater from the Airglades Airport WWTP to the City of Clewiston WWTP. The Airglades Airport WWTP will be converted to a master pumping station to transfer flows to the City of Clewiston WWTP. | WWTF Upgrade | Underway | 2016 | 2022 | TBD | TBD | West Lake Okeechobee | N/A | 1284529.57 | N/A | DEP | $1,075,195 | LPA0086 | N/A | 26.725100 | -80.954200
5667 | OKEE | Martin County | DEP/ SFWMD | MC-01 | C-44 Reservoir | 16.2% stake in nutrient reductions from C-44 Reservoir. | BMP Treatment Train | Underway | Not provided | 2021 | TBD | TBD | East Lake Okeechobee | TBD | N/A | N/A | Martin County | $27,422,857 | N/A | Not provided | 27.0812189666 | -80.4230666984
5668 | OKEE | City of Moore Haven | Glades County | MH-01 | Glades County Caloosahatchee River and Estuary Area Wastewater Grant | Elimination of aging and/or failing existing septic systems in City of Moore Haven. Project also provides for additional conveyance capacity for additional homes and businesses. | OSTDS Phase Out | Planned | Not provided | 2021 | 126 | 0 | West Lake Okeechobee | 87 | 994420 | N/A | DEP | DEP - $891,848 | LP22023 | N/A | TBD | TBD
5669 | OKEE | City of Moore Haven | N/A | MH-02 | Sanitary Sewer Hook-Up Project | Hook-up 14 residential housing units on Railroad Ave, Avenue F and 7th street currently on septic systems to central sewer | OSTDS Phase Out | Completed | 2019 | 2020 | 18 | 0 | West Lake Okeechobee | Not provided | 694400 | N/A | Department of Economic Opportunity (DEO) | DEO - $644,000/ City - $50,400 | N/A | N/A | 26.835885 | -81.099753
5670 | OKEE | Orange County | N/A | OC-71 | Keystone Drive NSBB-UFF Performance Monitoring | In-situ measurement and reporting of BMP load reduction. | Study | Planned | 2022 | 2023 | TBD | TBD | Upper Kissimmee | N/A | 100000 | N/A | OC BCC | N/A | N/A | N/A | 28.510959 | -81.366018
5671 | OKEE | Orange County | N/A | OC-72 | Lake Buchanan Assessment | Assessment of sources and sinks of nutrient pollutants in the watershed which informs a lake water quality management plan. | Study | Underway | 2021 | 2022 | TBD | TBD | Upper Kissimmee | N/A | 200000 | N/A | Orange County Board of County Commissioners | $200,000 | N/A | N/A | 28.49664444 | -81.40565544
5672 | OKEE | Orange County | N/A | OC-73 | Boggy Creek Assessment | Conduct a nutrient/hydro assessment producing a ranked list of BMPs. | Study | Underway | 2021 | TBD | TBD | TBD | Upper Kissimmee | N/A | 200000 | N/A | Orange County Board of County Commissioners | $200,000 | N/A | N/A | 28.408081 | -81.34728
5673 | OKEE | Orange County | N/A | OC-74 | Bass Lake Assessment | Conduct a nutrient/hydro assessment producing a ranked list of BMPs. | Study | Underway | 2020 | 2021 | TBD | TBD | Upper Kissimmee | N/A | 169973.82 | N/A | Orange County Board of County Commissioners | $169,974 | N/A | N/A | 28.511784 | -81.342173
5674 | OKEE | Orange County | N/A | OC-75 | Bumby-Tyner Assessment | Conduct a nutrient/hydro assessment producing a ranked list of BMPs. | Study | Underway | 2020 | 2021 | TBD | TBD | Upper Kissimmee | N/A | 157416.44 | N/A | Orange County Board of County Commissioners | $157,416 | N/A | N/A | 28.486188 | -81.394173
5675 | OKEE | Orange County | N/A | OC-76 | Shingle Creek Design | Design Pond Modification to include expansion/ baffle/ media filter/ canal treatment. | BMP Treatment Train | Planned | 2021 | 2022 | TBD | TBD | Upper Kissimmee | N/A | 175000 | N/A | Orange County Board of County Commissioners | $175,000 | N/A | N/A | 28.480975 | -81.425325
5676 | OKEE | Orange County | N/A | OC-77 | Bonnie Brook Pump Station Upgrade (PS-029) | Replacement of 30 hp electric motors with 40 hp motors, upgrade of wet well and pump intake bells, and electrical panel upgrades. | Stormwater System Upgrade | Completed | 2020 | 2020 | TBD | TBD | Upper Kissimmee | N/A | 206745 | N/A | Orange County General Fund | $206,745 | N/A | N/A | 28.465148 | -81.427783
5677 | OKEE | Orange County | N/A | OC-78 | Wheatberry Ct B-14 Bank Stabilization | Bank stabilization along B-14 canal through installation of geotextile fabric for slope stabilization. | Stormwater System Upgrade | Completed | 2019 | 2020 | TBD | TBD | Upper Kissimmee | N/A | 73286 | N/A | Orange County General Fund | $73,286 | N/A | N/A | 28.422784 | -81.358061
5678 | OKEE | Orange County | N/A | OC-79 | Shingle Creek S-02 Canal Stabilization | Bank stabilization along S-02 canal through installation of geotextile fabric for slope stabilization. | Stormwater System Upgrade | Completed | 2019 | 2020 | TBD | TBD | Upper Kissimmee | N/A | 369000 | N/A | Orange County General Fund | $369,000 | N/A | N/A | 28.507097 | -81.454724
5679 | OKEE | Orange County | Lake Conway Taxing District (MSTU) | OC-80 | Lake Gatlin Sediment Inactivation | In-lake alum surface application to sequester TP release from sediments. | In Waterbody - Alum Injection System | Planned | 2021 | 2023 | N/A | TBD | Upper Kissimmee | 68 | 122192 | N/A | TBD | TBD | N/A | N/A | 28.491111 | -81.368506
5680 | OKEE | Orange County | Lake Jessamine Taxing District (MSTU) | OC-81 | Lake Jessamine Evaluation of Current Sediment Impacts Study | Evaluation of current sediment characteristics and potential impacts on water quality. | Study | Underway | 2020 | 2021 | TBD | TBD | Upper Kissimmee | 294 | 36130 | N/A | Lake Jessamine Taxing District (MSTU) | $36,130 | N/A | N/A | 28.481404 | -81.386118
5681 | OKEE | Orange County | Lake Jessamine Taxing District (MSTU) | OC-82 | Lake Jessamine Surface Water and Sediment Alum Treatment | Whole-lake surface water and sediment inactivation alum treatment. | In Waterbody - Alum Injection System | Planned | TBD | 2023 | TBD | TBD | Upper Kissimmee | 294.1 | 616940 | N/A | Lake Jessamine Taxing District (MSTU) | TBD | N/A | N/A | 28.481404 | -81.386118
5682 | OKEE | Orange County | Big Sand Lake Taxing District (MSTU) | OC-83 | Big Sand Lake Hydrologic & Nutrient Budget Study | Hydrologic and nutrient budget study. | Study | Planned | TBD | TBD | TBD | TBD | Upper Kissimmee | 1020 | TBD | N/A | Big Sand Lake Taxing District (MSTU) | TBD | N/A | N/A | 28.434556 | -81.489806
5683 | OKEE | Orange County | N/A | OC-84 | Groundwater Vulnerability Study | Countywide assessment of the risk and vulnerability of the groundwater and surface water to contamination from septic systems. | Study | Planned | 2021 | 2023 | N/A | N/A | Upper Kissimmee | N/A | TBD | N/a | OC BCC | TBD | N/A | N/A | TBD | TBD
5619 | BIRL | Brevard County | SOIRL | BC-55 | Sykes Creek Muck Dredging and Interstitial Treatment | Muck removal of 660,000 cubic yards of material. | Muck Removal/Restoration Dredging | Planned | 2018 | 2022 | TBD | TBD | B | N/A | 26000000 | Not provided | SOIRL/ DEP | SOIRL - $15,954,132/ DEP - $8,500,000 | S0714/ NS005 | Not provided | 28.36306 | -80.677418
5620 | BIRL | Brevard County | SOIRL | BC-56 | Merritt Island Muck Removal Phase 1 of 2 | Muck removal of 175,000 cubic yards of material. | Muck Removal/Restoration Dredging | Planned | 2018 | 2022 | TBD | TBD | B | N/A | 7733517 | Not provided | SOIRL | SOIRL - $7,733,517 | Not provided | Not provided | 28.393836 | -80.66267
5621 | BIRL | Brevard County | SOIRL | BC-57 | Sykes M Septic to Sewer | 56 septic tanks connected to sewer. | OSTDS Phase Out | Planned | 2016 | 2022 | TBD | TBD | B | N/A | TBD | Not provided | SOIRL/ 319/ LF | SOIRL - $1,868,832/ 319 - $423,936/ LF - TBD | NS058 | Not provided | 28.362439 | -80.66269
5622 | BIRL | Brevard County | SOIRL | BC-58 | Sykes N Septic to Sewer | 78 septic tanks connected to sewer. | OSTDS Phase Out | Planned | 2017 | 2022 | TBD | TBD | B | N/A | TBD | Not provided | SOIRL/ LF | SOIRL - $2,603,016/ LF - TBD | Not provided | Not provided | 28.38452 | -80.666283
5623 | BIRL | Brevard County | SOIRL | BC-59 | Sykes T Septic to Sewer | 148 septic tanks connected to sewer. | OSTDS Phase Out | Planned | 2016 | 2022 | TBD | TBD | B | N/A | 6928958 | Not provided | SOIRL/ 319/ LF | SOIRL - $4,939,056/ 319 - $1,071,939/ LF - TBD | NS059 | Not provided | 28.313685 | -80.659242
5624 | BIRL | Brevard County | SOIRL/ DEP | BC-60 | Grand Canal Muck Dredging and Interstitial Treatment | Muck removal of 605,000 cubic yards of material. | Muck Removal/Restoration Dredging | Underway | 2017 | 2022 | TBD | TBD | B | N/A | 26442444 | Not provided | SOIRL/ DEP | SOIRL - $18,020,368/ DEP - $10,500,000 | S0714/ NS005 | Not provided | 28.204078 | -80.612977
5625 | BIRL | City of Satellite Beach | TBD | SB-59 | Canal Muck Removal | Dredge muck from grand canal and finger canals; interstitial water treatment. | Muck Removal/Restoration Dredging | Planned | TBD | TBD | TBD | TBD | B | 37 | TBD | TBD | TBD | TBD | TBD | TBD | 28.17817293 | -80.60991875
5626 | BIRL | Kennedy Space Center | N/A | KSC-29 | Landscape Fertilizer Reduction | Total Fertilizer use at KSC reduced form 20 tons 2010 to 4 tons 2020. Of that reduction, 75% applies to BIRL Zone A. | Fertilizer Reduction | Underway | 2010 | 2020 | TBD | TBD | A | N/A | Not provided | Not provided | Not provided | Not provided | N/A | Not provided | 28.525251 | -80.639632
5627 | CIRL | Brevard County | SOIRL | BC-31a | Education Efforts | Fertilizer, grass clippings, and septic system maintenance. | Enhanced Public Education | Underway | 2019 | 2027 | N/A | N/A | A | N/A | 187500 | N/A | SOIRL | SOIRL - $187,500 | N/A | Not provided | 27.870961 | -80.580086
5628 | CIRL | Brevard County | SOIRL/ IRL NEP | BC-34 | Micco Sewer Extension | Phase out of 30 properties. | OSTDS Phase Out | Planned | 2016 | 2023 | TBD | TBD | SEB | N/A | 2704444 | TBD | SOIRL/ IRL NEP | SOIRL - $2,038,500/ IRL NEP - $214,920 | N/A | Not provided | Not provided | Not provided
5629 | CIRL | City of Melbourne | SOIRL/ City/ DEP | MEL-15 | Avenida Del Rio Septic to Sewer | Septic conversion. | OSTDS Phase Out | Planned | 2020 | 2025 | TBD | N/A | B | TBD | TBD | TBD | City/ DEP/ SOIRL | TBD | N/A | NA | Not provided | Not provided
5630 | CIRL | City of West Melbourne | Brevard County/ St. Johns | WM-26 | Ray Bullard Stormwater Management Area | Stormwater retrofit and pollutant removal project. | Wet Detention Pond | Underway | 2021 | 2022 | TBD | TBD | A | 450 | 1604890 | 4000 | SOIRL/ SJRWMD/ DEP/ City of West Melbourne | $1,604,890 | N/A | Not provided | 28.068436 | -80.642777
5631 | CIRL | City of West Melbourne | Brevard County | WM-27 | Ray Bullard WRF Biological Nutrient Removal Upgrades | To ruduce Nutrient loading in public access reuse water. | OSTDS Phase Out | Underway | 2021 | 2023 | TBD | TBD | A | 750 | 6460000 | TBD | SOIRL | $4,277,250 | N/A | Not provided | 28.07025556 | -80.64460833
5632 | CIRL | FDOT District 5 | N/A | FDOTD5-17 | FM: 426904-3-52-1 | Wet Detention Pond 2S. | Wet Detention Pond | Completed | 2017 | 2019 | 13.28 | 3.25 | A | 46.17 | Not provided | Not provided | Florida Legislature | Not provided | N/A | Not provided | 27.89253542 | -80.59320423
5633 | CIRL | FDOT District 5 | N/A | FDOTD5-18 | FM: 426905-3-52-1 | Wet Detention Pond 2A-B. | Wet Detention Pond | Completed | 2017 | 2019 | 11.54 | 4.18 | A | 34.89 | Not provided | Not provided | Florida Legislature | Not provided | N/A | Not provided | 28.09762932 | -80.70492484
5634 | CIRL | Indian River County | N/A | IRC-16 | Round Island Living Shoreline Project | Planting of native vegetation to stabilize the shoreline and provide water quality benefits. | Creating/ Enhancing Living Shoreline | Completed | 2018 | 2018 | TBD | TBD | B | N/A | 27000 | N/A | County/ DEO | Not provided | N/A | Not provided | 27.561977 | -80.328461
5635 | CIRL | Indian River County | N/A | IRC-17 | Jungle Trail Shoreline Stabilization Project | Planting of native vegetation to stabilize the shoreline and provide water quality benefits. | Creating/ Enhancing Living Shoreline | Completed | 2019 | 2019 | TBD | TBD | B | N/A | 178234 | N/A | County | Not provided | N/A | Not provided | 27.756002 | -80.402249
5636 | CIRL | Indian River County | DEP | IRC-18 | CORE Modules Pilot Project | Enhancement of natural oyster reefs using a plastic-free substrate. | Creating/ Enhancing Oyster Reefs | Underway | 2020 | 2021 | TBD | TBD | B | N/A | TBD | N/A | County/ DEP | Not provided | N/A | Not provided | 27.700693 | -80.395473
5637 | CIRL | Indian River County | N/A | IRC-19 | Central WWTF Nutrient Reduction | Carbon dosing to reduce Nitrogen and Phosphorus beyond permit limits. | WWTF Nutrient Reduction | Completed | 2020 | 2020 | TBD | TBD | B | N/A | 45000 | TBD | County | Not provided | N/A | Not provided | 27.685051 | -80.419884
5638 | CIRL | Indian River County | N/A | IRC-20 | West WWTF Nutrient Reduction | Carbon dosing to reduce Nitrogen and Phosphorus beyond permit limits. | WWTF Nutrient Reduction | Completed | 2017 | 2017 | 5673 | 1871 | B | N/A | 300000 | 250000 | County | Not provided | N/A | Not provided | 27.612863 | -80.502408
5639 | CIRL | Indian River County | SJRWMD | IRC-21 | Artesian Well Plugging | Cost share plugging of free flowing Artesian Wells. | Plugging Artesian Wells | Underway | 2017 | TBD | TBD | TBD | SEB | N/A | 10998 | 10000 | SJRWMD/ County | Not provided | N/A | Not provided | 27.708817 | -80.498313
5640 | CIRL | Indian River County | SJRWMD | IRC-22 | Artesian Well Plugging-A | Cost share plugging of free flowing Artesian Wells. | Plugging Artesian Wells | Underway | 2017 | TBD | TBD | TBD | B | N/A | 66320 | 10000 | SJRWMD/ County | Not provided | N/A | Not provided | 27.639052 | -80.47035
5641 | CIRL | Indian River County | SJRWMD/ DEO | IRC-23 | IRC Sebastian Septic to Sewer Phase 1 | Abandoning OSTDS and connecting to centralized sewer. | OSTDS Phase Out | Completed | 2017 | 2018 | TBD | TBD | SEB | N/A | 3283000 | N/A | SJRWMD/ County | SJRWMD - $649,240/ County - $2,633,760 | N/A | Not provided | 27.83759 | -80.48496
5642 | CIRL | Indian River County | SJRWMD/ DEP/ IRL NEP | IRC-24 | IRC West Wabasso Septic to Sewer Phase 2 | Abandoning OSTDS and connecting to centralized sewer. | OSTDS Phase Out | Completed | 2019 | 2020 | TBD | TBD | B | N/A | 2250984 | N/A | SJRWMD/ DEO/ Florida Legislature | SJRWMD - $742,824/ DEO - $720,000/ Florida Legislature - $788,159 | N/A | Not provided | 27.74673 | -80.45574
5643 | NIRL | Brevard County | SOIRL | BC-110 | County Stormwater Pond Vegetation Harvesting-33 Ponds to be harvested | Aquatic vegetation harvesting of stormwater pond. | Aquatic Vegetation Harvesting | Planned | 2020 | 2021 | TBD | TBD | A | TBD | 30000 | TBD | SOIRL | SOIRL - $14,000 | N/A | N/A | 28.677671 | -80.826148
5644 | NIRL | Brevard County | SOIRL | BC-111 | Rockledge A Muck Dredging and Interstitial Treatment | muck removal and interstitial treatment of an estimated 125,000 cubic yards. | Muck Removal/Restoration Dredging | Planned | 2019 | 2023 | TBD | TBD | B | N/A | 5010244 | TBD | SOIRL | SOIRL - $5,010244 | Not provided | Not provided | 28.325146 | -80.712467
5645 | NIRL | Brevard County | SOIRL | BC-112 | Titusville Railroad East Muck Dredging and Interstitial Treatment | muck removal and interstitial treatment of an estimated 115,000 cubic yards. | Muck Removal/Restoration Dredging | Planned | 2017 | 2023 | TBD | TBD | A | N/A | 4609424 | TBD | SOIRL | SOIRL - $4,609,424 | Not provided | Not provided | 28.649063 | -80.795824
5646 | NIRL | Brevard County | SOIRL | BC-113 | Titusville Railroad West Muck Dredging and Interstitial Treatment | muck removal and interstitial treatment of an estimated 90,000 cubic yards. | Muck Removal/Restoration Dredging | Planned | 2017 | 2023 | TBD | TBD | A | N/A | 3607375 | TBD | SOIRL | SOIRL - $3,607,375 | Not provided | Not provided | 28.64944817 | -80.81466005
5647 | NIRL | Brevard County | SOIRL | BC-114 | Eau Gallie Northeast Muck Dredging and Interstitial Treatment | muck removal and interstitial treatment of an estimated 250,000 cubic yards. | Muck Removal/Restoration Dredging | Planned | 2018 | 2022 | TBD | TBD | A | N/A | 10020487 | Not provided | SOIRL/ DEP | SOIRL - $10,020,487 | NS005 | Not provided | 28.134477 | -80.614343
5648 | NIRL | Brevard County | SOIRL | BC-115 | South Central Zone C Septic to Sewer | 142 parcels connected to sewer. | OSTDS Phase Out | Planned | 2016 | 2022 | TBD | TBD | B | 120 | 6600000 | Not provided | SOIRL/ LF | SOIRL - $6,600,000/ LF - TBD | Not provided | Not provided | 28.2433839 | -80.67721587
5649 | NIRL | Brevard County | SOIRL | BC-116 | National Aeronautics and Space Administration Causeway East Muck Dredging & Interstitial Treatment | muck removal and interstitial treatment of an estimated 285,000 cubic yards. | Muck Removal/Restoration Dredging | Planned | 2016 | 2023 | TBD | TBD | A | N/A | 11423355 | Not provided | SOIRL | SOIRL - $11,423,355 | Not provided | Not provided | 28.528692 | -80.743096
5650 | NIRL | City of Cocoa | SOIRL | CC-26 | Pineda Stormwater Pond Floating Wetlands | Installation of floating wetlands and harvesting to remove nutrients. | Floating Islands/ Managed Aquatic Plant Systems (MAPS) | Underway | 2019 | 2028 | 82.88 | 17.76 | B | 25 | 14336 | 4100 | City/ SOIRL | SOIRL - $1,497 | N/A | N/A | 28.380231 | -80.746956
5651 | NIRL | City of Cocoa | SOIRL | CC-27 | North and South Lakemont Stormwater Ponds Floating Wetlands | Installation of floating wetlands and harvesting to remove nutrients. | Floating Islands/ Managed Aquatic Plant Systems (MAPS) | Underway | 2021 | 2030 | 415 | 90 | B | 55 | 50000 | 4100 | City/ SOIRL | SOIRL - $50,630 | N/A | N/A | 28.377919 | -80.744394
5652 | NIRL | City of Melbourne | SOIRL/ DEP/ Legislative | MEL-36 | South Central F (Pineapple) Septic to Sewer | Septic conversion for a minimum of 51. | OSTDS Phase Out | Underway | 2020 | 2025 | TBD | N/A | B | TBD | TBD | TBD | City/ DEP/ SOIRL/ Legislative | TBD | LPQ0015 | N/A | 28.14418132 | -80.6333607
5653 | NIRL | City of Melbourne | SOIRL/ City/ DEP | MEL-37 | Kent/Villa Espana Septic to Sewer | Septic conversion. | OSTDS Phase Out | Planned | 2020 | 2025 | TBD | N/A | B | TBD | TBD | TBD | City/ DEP/ SOIRL | TBD | N/A | N/A | 28.15971833 | -80.6488495
5654 | NIRL | City of Melbourne | SOIRL/ City/ DEP | MEL-38 | Bowers Septic to Sewer | Septic conversion. | OSTDS Phase Out | Planned | 2020 | 2025 | TBD | N/A | B | TBD | TBD | TBD | City/ DEP/ SOIRL | TBD | N/A | N/A | 28.13514004 | -80.65724993
5655 | NIRL | City of Titusville | TBD | TV-36 | Marina B Pond MAPS | Managed aquatic plant system within a 1 acre pond. | Floating Islands/ Managed Aquatic Plant Systems (MAPS) | Planned | 2021 | 2021 | 31.8965 | 3.1896 | A | 25 | 15000 | 6000 | TBD | TBD | N/A | N/A | 28.622778 | -80.812778
5656 | NIRL | Kennedy Space Center | N/A | KSC-20 | Landscape Fertilizer Reduction | Total Fertilizer use at KSC reduced form 20 tons 2010 to 4 tons 2020. Of that reduction, 12.5% applies to N-IRL zone A. | Fertilizer Reduction | Underway | 2010 | 2020 | TBD | TBD | A | N/A | Not provided | Not provided | Not provided | Not provided | N/A | Not provided | 28.63232579 | -80.718621
5657 | NIRL | Kennedy Space Center | N/A | KSC-21 | Landscape Fertilizer Reduction | Total Fertilizer use at KSC reduced form 20 tons 2010 to 4 tons 2020. Of that reduction, 12.5% applies to N-IRL zone B. | Fertilizer Reduction | Underway | 2010 | 2020 | TBD | TBD | B | N/A | Not provided | Not provided | Not provided | Not provided | N/A | Not provided | 28.509023 | -80.694407
5684 | OKEE | City of Orlando | N/A | ORL-19 | BMP Cleanout | 314 cubic yards per year of material collected from stormlines and BMP structures. | BMP Cleanout | Ongoing | 2020 | N/A | 214 | 139 | Upper Kissimmee | N/A | Not provided | Not provided | City of Orlando Streets and Stormwater Division | Not provided | N/A | N/A | 28.535383 | -81.409584
5685 | OKEE | Reedy Creek Improvement District | Not provided | RCID-03 | Inlet Baskets | Maintenance of pollution control boxes/catch inlet basins cleaned 4 times annually. | Catch Basin Inserts/Inlet Filter Cleanout | Ongoing | Not provided | N/A | 3 | 3 | Upper Kissimmee | N/A | Not provided | Not provided | RCID | Not provided | N/A | N/A | Not provided | Not provided
5686 | STLU | FDACS | Agricultural Producers | FDACS-03 | Cost-Share BMP Projects | Cost-share projects paid for by FDACS. Acres treated based on FDACS OAWP June 2020 Enrollment. Reductions estimated by DEP using 2020 BMAP LET. | Agricultural BMPs | Completed | N/A | 2020 | 214860 | 68929 | Primary BMAP Area | 32589 | N/A | N/A | N/A | N/A | N/A | N/A | Not provided | Not provided
5687 | STLU | Fort Pierce Utilities Authority | DEP | FPUA-01 | Fleetwood Acres Low Income Sewer Conversion | Sewer conversion for 50 low-income single-family units in low-lying neighborhood. | OSTDS Phase Out | Underway | 2020 | 2021 | 1217 | N/A | Primary BMAP Area | N/A | 1010000 | 20000 | DEP | $1,010,000 | NS075 | N/A | 27.4101 | -80.3492
5688 | STLU | Fort Pierce Utilities Authority | DOE/ HUD | FPUA-02 | LMI Sewer Infrastructure Reconstruction Downtown Ft Pierce | Line 16.2 miles of cracked wastewater pipes to eliminate sewage discharge. | Wastewater Service Area Expansion | Underway | 2020 | 2021 | N/A | N/A | Primary BMAP Area | N/A | 4000000 | 90000 | DEO/ HUD | $3,792,782 | TBD | N/A | Not provided | Not provided
5689 | STLU | Fort Pierce Utilities Authority | DEP/ DEM | FPUA-03 | Lining Sanitary Sewer Lines in Downtown and South Hutchinson's Island | Line 6.5 miles of cracked wastewater pipes to eliminate sewage discharge. | Wastewater Service Area Expansion | Planned | 2021 | 2022 | N/A | N/A | Primary BMAP Area | N/A | 1700000 | 45000 | DEP | $1,626,521 | TBD | N/A | Not provided | Not provided
5690 | STLU | Martin County | DEP/ IRLNEP | MC-46 | Septic to Central Sewer Conversions | 6,257 (2,201 completed/ 4,056 underway) single-family and multifamily residential and commercial units. | OSTDS Phase Out | Underway | 2001 | TBD | TBD | TBD | Primary BMAP Area | N/A | TBD | TBD | Martin County/ DEP/ IRLNEP | TBD | TBD | Not provided | Not provided | Not provided
5691 | STLU | North St. Lucie River WCD | N/A | NSLRWCD-14 | Ten Mile Creek Restoration | Removal of 10,000 cubic yards of spoil material downstream of Gordy Structure. | Muck Removal/Restoration Dredging | Planned | 2022 | 2022 | TBD | TBD | Primary BMAP Area | N/A | 1500000 | Not provided | NSLRWCD/ DEP | Not provided | N/A | Not provided | 27.40266 | -80.39781
5692 | STLU | North St. Lucie River WCD | N/A | NSLRWCD-15 | Gordy Structure Retrofit project. | Split Gates 2 & 3 into clamshell gates to reduce sediment releases. | Control Structure | Planned | 2022 | 2022 | TBD | TBD | Primary BMAP Area | 41500 | 580000 | Not provided | NSLRWCD/ DEP | Not provided | N/A | Not provided | 27.40266 | -80.39781
5693 | STLU | City of Port St. Lucie | DEP | PSL-34 | Sagamore STAs East and West | Construction of two stormwater treatment areas (3.82 and 4.76 acres) in a treatment train. Including control structures and a diversion sheet piled weir with concrete cap and associated piping, landscaping and aquatic planting. | BMP Treatment Train | Underway | 2020 | 2022 | 1581 | 435 | Primary BMAP Area | 293 | 1900000 | 12870 | City/ DEP/ IRL | City - $10,000/ DEP - $838,230/ IRL - $1,051,770 | NS050 | TBD | 27.327431 | -80.361061
5694 | STLU | City of Port St. Lucie | DEP | PSL-35 | Kingsway Waterway 2nd Generation Baffle Box | Installation of 2nd-generation baffle box. | Baffle Boxes- Second Generation | Underway | 2020 | 2022 | 1687 | 231 | Primary BMAP Area | 773 | 672472 | 20000 | City/ IRL | City - $0/ IRL - $672,472 | N/A | TBD | 27.266994 | -80.333571
5695 | DELE | FDACS | Agricultural Producers | FDACS-01a | BMP Implementation and Verification - Farm Fertilizer | Enrollment and verification of farm fertilizer BMPs by agricultural producers. Acres Treated based on FDACS December 2020 NOI Enrollment and FSAID VII. Reductions based on efficiencies referenced in the BMAP. | Agricultural BMPs | Ongoing | N/A | N/A | 4205 | N/A | Inside Springshed | 1991 | N/A | N/A | FDACS | TBD | N/A | N/A | Not provided | Not provided
5696 | DELE | FDACS | Agricultural Producers | FDACS-02a | BMP Implementation and Verification - Livestock Waste | Enrollment and verification of livestock waste BMPs by agricultural producers. Acres Treated based on FDACS December 2020 NOI Enrollment and FSAID VII. Reductions based on efficiencies referenced in the BMAP. | Agricultural BMPs | Ongoing | N/A | N/A | 623 | N/A | Inside Springshed | 1822 | N/A | N/A | FDACS | TBD | N/A | N/A | Not provided | Not provided
5697 | GEMI | FDOT District 5 | N/A | FDOT-10 | FM: 240200-3-52-01 | Wet Detention Pond 6 | Wet Detention Pond | Underway | 2019 | 2021 | 3.0003 |  | Inside Springshed | 22 | Not provided | Not provided | Florida Legislature | Not provided | N/A | Not provided | 28.80903972 | -81.34600788
5698 | GEMI | Seminole County | Altamonte/ Casselberry/ Lake Mary/ Longwood/ Oviedo | SC-09 | Seminole County Fertilizer Ordinance - Commercial Educaiton Campaign | Reduction of nitrogen and phosphorus sources education campaign focused on commercial retailers. | Regulations, Ordinances, and Guidelines | Underway | 2021 | N/A | N/A | N/A | Inside Springshed | 14267 | 150000 | TBD | DEP 319 | $100,000 | NF082 | N/A | 28.808801 | -81.34778
5699 | GEMI | Volusia County | DEP/ SJRWMD | VC-09 | Gemini Springs Baffle Boxes | Installation of two baffle boxes. | Baffle Boxes- Second Generation | Completed | 2017 | 2018 | 48.9133 | N/A | Inside Springshed | 208 | 381900 | Not provided | DEP/ SJRWMD | DEP - $95,000/ SJRWMD - $95,000 | NS034 | Not provided | 28.868 | -81.298
5700 | GEMI | FDACS | Agricultural Producers | FDACS-01a | BMP Implementation and Verification - Farm Fertilizer | Enrollment and verification of farm fertilizer BMPs by agricultural producers. Acres Treated based on FDACS December 2020 NOI Enrollment and FSAID VII. Reductions based on efficiencies referenced in the BMAP. | Agricultural BMPs | Ongoing | N/A | N/A | 21 | N/A | Inside Springshed | 60 | N/A | N/A | FDACS | TBD | N/A | N/A | Not provided | Not provided
5701 | GEMI | FDACS | Agricultural Producers | FDACS-02a | BMP Implementation and Verification - Livestock Waste | Enrollment and verification of livestock waste BMPs by agricultural producers. Acres Treated based on FDACS December 2020 NOI Enrollment and FSAID VII. Reductions based on efficiencies referenced in the BMAP. | Agricultural BMPs | Ongoing | N/A | N/A | 4 | N/A | Inside Springshed | 356 | N/A | N/A | FDACS | TBD | N/A | N/A | Not provided | Not provided
5702 | HAMO | FDOT District 5 | N/A | FDOT-45 | FM: 240200-3-52-01 | Wet Detention Pond 6. | Wet Detention Pond | Underway | 2019 | 2021 | 13 | 4 | N/A | 22 | Not provided | Not provided | Florida Legislature | Not provided | N/A | N/A | 28.80903972 | -81.34600788
5703 | HAMO | Seminole County | Altamonte/ Casselberry/ Lake Mary/ Longwood/ Oviedo | SC-09 | Seminole County Fertilizer Ordinance - Commercial Educaiton Campaign | Reduction of nitrogen and phosphorus sources education campaign focused on commercial retailers. | Regulations, Ordinances, and Guidelines | Ongoing | 2021 | N/A | TBD | TBD | N/A | 14267 | 150000 | TBD | DEP | $90,000 | NF082 | N/A | 28.805747 | -81.245798
5704 | HAMO | Seminole County | N/A | SC-10 | Pine Lake Diversion Box | Install a baffle box at Lakeview Dr. | Baffle Boxes- First Generation | Planned | 2022 | 2023 | TBD | TBD | N/A | TBD | 115000 | TBD | TBD | TBD | N/A | N/A | 28.77599 | -81.31751
5705 | HAMO | Volusia County | DEP/ SJRWMD | VC-11 | Gemini Springs Baffle Boxes | Installation of two baffle boxes. | Baffle Boxes- Second Generation | Completed | 2017 | 2018 | 231.4962 | 27.8311 | N/A | 208 | 381900 | Not provided | DEP/ SJRWMD | DEP - $95,000/ SJRWMD - $95,000 | NS034 | Not provided | 28.868 | -81.298
5706 | HAMO | Volusia County | N/A | VC-12 | Lake Sidney/Diane | Outfall water quality improvements. | Regional Stormwater Treatment | Planned | TBD | TBD | TBD | TBD | N/A | TBD | TBD | Not provided | VC Stormwater Utility | TBD | Not provided | Not provided | 28.87723 | -81.20744
5707 | JESU | City of Casselberry | N/A | C-39 | Lake Concord Whole Lake Alum Treatment | Execution of whole lake alum treatments to directly treat Lake Concord to address loads due to groundwater seepage and internal recycling. | In Waterbody - Alum Injection System | Planned | 2021 | 2022 | TBD | TBD | N/A | 19.72 | 120000 | 0 | Stormwater Utility | 120000 | N/A | N/A | 28.674353 | -81.335653
5708 | JESU | City of Casselberry | DEP | C-40 | Lake Kathryn Circle Utility and Roadway Improvement Project | Extend sanitary sewer service and decommission approximately 40 septic tanks in proximity to Lake Kathryn. | OSTDS Phase Out | Underway | 2019 | 2022 | TBD | TBD | N/A | 26 | 1615107 | TBD | Utility/ DEP Grant | 1615107 | LPR0012 | N/A | 28.681134321 | -81.326250351
5709 | JESU | City of Longwood | FDOT | L-24 | West Warren Avenue Streets and Drainage Improvements | Complete Streets project which includes stormwater elements in need of retrofit. | Stormwater System Upgrade | Planned | 2025 | 2026 | TBD | TBD | N/A | 15 | 2500000 | 5000 | FDOT/ City of Longwood | 1200000 | N/A | N/A | 28.699 | -81.356
5710 | JESU | City of Longwood | UPS | L-25 | UPS Pond and Bennett Drive Drainage Improvements | Retrofit project to enhance water quality and flood protection. | Stormwater System Upgrade | Underway | 2020 | 2022 | TBD | TBD | N/A | 33 | 1500000 | 10000 | City of Longwood | 1500000 | N/A | N/A | 28.692075 | -81.352797
5711 | JESU | City of Longwood | Seminole County | L-26 | Pet Waste Ordinance | City Ordinance 19-2153 adopting the County's related ordinance. | Enhanced Public Education | Ongoing | 2019 | N/A | 28 | 2 | N/A | N/A | 2000 | 2000 | City of Longwood | 2000 | N/A | N/A | 28.701158 | -81.347117
5712 | JESU | City of Oviedo | N/A | OV-14 | Pollutant Prevention Baskets in Inlets x 21 | Oviedo on the Park treatment for 49.17 acres. | Catch Basin Inserts/Inlet Filter Cleanout | Ongoing | 2015 | N/A | TBD | TBD | N/A | Not provided | Not provided | Not provided | Not provided | Not provided | Not provided | Not provided | 28.65858 | -81.2036
5713 | JESU | City of Winter Park | Not provided | WP-55 | Winter Park Road Pond | Detention | Dry Detention Pond | Underway | Not provided | 2021 | TBD | TBD | N/A | 7.7 | 300000 | 1500 | Winter Park | Not provided | N/A | Not provided | 28.572633 | -81.346126
5714 | JESU | FDOT District 5 | N/A | FDOT-11 | FM: 437931-1-52-01 | Wet Detention Pond 1A. | Wet Detention Pond | Completed | 2018 | 2020 | 1 | 0 | N/A | 21.92 | Not provided | Not provided | Florida Legislature | Not provided | N/A | N/A | 28.70258537 | -81.34514065
5715 | JESU | FDOT District 5 | N/A | FDOT-12 | FM: 240196-1-52-01 | Wet Detention Pond A. | Wet Detention Pond | Underway | 2016 | 2021 | 35 | 8 | N/A | 21.55 | Not provided | Not provided | Florida Legislature | Not provided | N/A | N/A | 28.71682264 | -81.31900499
5716 | JESU | FDOT District 5 | N/A | FDOT-13 | FM: 240196-1-52-01 | Exfilitration Trench A1-1 and A1-2. | Exfiltration Trench | Underway | 2016 | 2021 | 7 | 1 | N/A | 1.3 | Not provided | Not provided | Florida Legislature | Not provided | N/A | N/A | 28.72135265 | -81.31866894
5717 | JESU | FDOT District 5 | N/A | FDOT-14 | FM: 240196-1-52-01 | Exfiltration Trench C1. | Exfiltration Trench | Underway | 2016 | 2021 | 47 | 6 | N/A | 5.67 | Not provided | Not provided | Florida Legislature | Not provided | N/A | N/A | 28.74449474 | -81.29646388
5718 | JESU | FDOT District 5 | N/A | FDOT-15 | FM: 240196-1-52-01 | Dry Retention D-S and D-N. | On-line Retention BMPs | Underway | 2016 | 2021 | 82 | 10 | N/A | 16.91 | Not provided | Not provided | Florida Legislature | Not provided | N/A | N/A | 28.75096001 | -81.28984311
5719 | JESU | Orange County | N/A | OC-15 | Groundwater Vulnerability Study | Countywide assessment of the risk and vulnerability of the groundwater and surface water to contamination from septic systems. | Study | Planned | 2021 | 2023 | N/A | N/A | N/A | N/A | TBD | N/A | OC BCC | TBD | N/A | N/A | Not provided | Not provided
5720 | JESU | Seminole County | Altamonte/ Casselberry/ Lake Mary/ Longwood/ Oviedo | SC-32 | Seminole County Fertilizer Ordinance - Commercial Educaiton Campaign | Reduction of nitrogen and phosphorus sources education campaign focused on commercial retailers. | Regulations, Ordinances, and Guidelines | Underway | 2021 | N/A | TBD | TBD | N/A | 14267 | 150000 | TBD | DEP | 90000 | NF082 | N/A | 28.721152 | -81.246486
5721 | JESU | Seminole County | N/A | SC-33 | Lake of the Woods Baffle Boxes | install baffle box at 2 locations, Spartan and Cedarwood Drives. | Baffle Boxes- Second Generation with Media | Planned | 2021 | 2022 | 3 | 0 | N/A | 20.5 | 780000 | TBD | TBD | TBD | N/A | N/A | 28.64217 | -81.3501
5722 | JESU | Seminole County | N/A | SC-34 | Sunland Estates Study Drainage Improvements | Drainage Improvement project to upgrade storm system level of service (LOS) and to improve water quality in portion of Sunland Estates neighborhood. | Stormwater System Upgrade | Planned | 2023 | 2024 | TBD | TBD | N/A | TBD | TBD | TBD | N/A | N/A | N/A | N/A | 28.750607 | -81.286004
5723 | JESU | Seminole County | N/A | SC-35 | Howell Creek Nutrient Filter Pilot Project | A portion of flow is diverted through a chamber with 3 different medias and is being monitored to determine efficiencies of each media type. | Biosorption Activated Media (BAM) | Underway | 2019 | 2022 | 978 | 81 | N/A | 931.2 | 115000 | TBD | N/A | N/A | N/A | N/A | 28.631528 | -81.32449
5724 | WAKU | City of Tallahassee | N/A | COT-020 | Centrate Equalization Tank | Construction of a tank to distribute nutrient laden flows to the head of facility to better control nitrogen removal. | WWTF Nutrient Reduction | Planned | 2022 | 2022 | TBD | N/A | PFA1 | N/A | 3496551.7241 | 20000 | Not provided | Not provided | N/A | Not provided | 30.39167 | -84.32139
5725 | WAKU | City of Tallahassee | N/A | COT-021 | AnitaMOX Nitrogen Sidestream Treatment | Implemetnation of new treatment process to reduce nitrogen from water removed during biosolids dewatering process. | WWTF Nutrient Reduction | Planned | 2023 | 2024 | TBD | N/A | PFA1 | N/A | 5513793.1034 | 27000 | Not provided | Not provided | N/A | Not provided | 30.39167 | -84.32139
5726 | WAKU | City of Tallahassee | Leon County | COT-022 | Interlocal Agreement for the Provision of Sewer Service to Belair and Annawood Subdivisions | Interlocal Agreement for the Provision of Sewer Service to Belair and Annawood Subdivisions. Credited in LC-001b. | OSTDS Phase Out | Underway | 2016 | 2026 | N/A | N/A | PFA1 | N/A | N/A | N/A | N/A | N/A | N/A | N/A | 30.3142 | -84.2475
5727 | WAKU | City of Tallahassee | Leon County | COT-023 | Interlocal Agreement for the Provision of Sewer Service to Woodville Community | Interlocal Agreement for the Provision of Sewer Service to Woodville Community. Credited in LC-001c. | OSTDS Phase Out | Underway | 2019 | 2021 | N/A | N/A | PFA1 | N/A | N/A | N/A | N/A | N/A | N/A | N/A | 30.383082 | -84.268825
5728 | WAKU | City of Tallahassee | Leon County | COT-024 | Interlocal Agreement for the Provision of Sewer Service to Lake Munson Neighborhood | Interlocal Agreement for the Provision of Sewer Service to Lake Munson Neighborhood. Credited in LC-001d. | OSTDS Phase Out | Underway | 2021 | 2022 | N/A | N/A | PFA1 | N/A | N/A | N/A | N/A | N/A | N/A | N/A | 30.376062 | -84.2996
5729 | WAKU | Wakulla County | NWFWMD | WC-031 | Wakulla Gardens Sewer - Phase V | Installation of central sewer and proper abandonment of +/- 87 existing septic tanks. | OSTDS Phase Out | Planned | Not provided | TBD | 982 | N/A | PFA2 | 57 | 4159578 | 10000 | TBD | N/A | N/A | Not provided | 30.167344 | -84.307455
5730 | WAKU | FDACS | Agricultural Producers | FDACS-01a | BMP Implementation and Verification - Farm Fertilizer | Enrollment and verification of farm fertilizer BMPs by agricultural producers. Acres Treated based on FDACS December 2020 NOI Enrollment and FSAID VII. Reductions based on efficiencies referenced in the BMAP. | Agricultural BMPs | Ongoing | N/A | N/A | 19571 | N/A | Basinwide | 31669 | N/A | N/A | FDACS | TBD | N/A | N/A | Not provided | Not provided
5731 | WAKU | FDACS | Agricultural Producers | FDACS-02a | BMP Implementation and Verification - Livestock Waste | Enrollment and verification of livestock waste BMPs by agricultural producers. Acres Treated based on FDACS December 2020 NOI Enrollment and FSAID VII. Reductions based on efficiencies referenced in the BMAP. | Agricultural BMPs | Ongoing | N/A | N/A | 933 | N/A | Basinwide | 12440 | N/A | N/A | FDACS | TBD | N/A | N/A | Not provided | Not provided
5732 | WAKU | NWFWMD | FDEP/ Leon County/ City of Tallahassee | NWF-02 | Intact Cellular Alage Harvesting with Simultaneous Nutrient Export in Lake Munson | DAF HAB abatement project on Lake Munson; Wakulla Spring PFA. | Macroalgal Harvesting | Underway | 2021 | 2022 | N/A | N/A | PFA1 | 255 | 1750000 | Not provided | DEP | $1,750,000 | INV003 | 20-049/ 20-050 | 30.365003 | -84.301953
5733 | WAKU | NWFWMD | DEP | NWF-03 | Land Acquisition | Fee simple and less-than-fee acquisition and protection of lands in the Wakulla Springs BMAP; 256 acre acquisition completed 2020, additional acquisitions TBD. | Land Acquisition | Underway | 2017 | 2023 | N/A | N/A | PFA2 | 256.22 | 944895 | TBD | DEP | $944,895 | LPS0041 | 20-039 | 30.1825 | -84.330556
5734 | CALO | City of Clewiston | N/A | CW-04 | Reverse Osmosis WTP Dry Pond | Dry detention pond (volume required = 0.23 ac-ft, volume provided = 1.12 ac-ft). | Dry Detention Pond | Completed | 2006 | Prior to 2012 | 18.7 | 1.4 | East Caloosahatchee | 68 | N/A | N/A | N/A | N/A | N/A | N/A | 26.741323 | -80.938836
5735 | CALO | City of Clewiston | Sweet Lake Villas, LLC | CW-05 | Sweet Lake Villas Community Association, Inc. | Wet detention pond (volume required = 0.71 ac-ft, volume provided = 1.88 ac-ft). | Wet Detention Pond | Completed | 2006 | Prior to 2012 | 1.4 | 0.6 | East Caloosahatchee | 7.2 | N/A | N/A | N/A | N/A | N/A | N/A | 26.756734 | -80.945721
5736 | CALO | City of Clewiston | N/A | CW-06 | East Ventura Water Quality | Constructed wetlands to treat runoff. | Stormwater Treatment Areas (STAs) | Underway | 2020 | TBD | 37.7 | 6.3 | East Caloosahatchee | 22.7 | 461000 | TBD | Grant | $461,000 | TBD | 26-103570-P | 26.751328 | -80.930083
5737 | CALO | Hendry County | HUD/ DEO | HC-01 | Four Corners MSBU / County Line Ditch Widening | Hendry County residents in the vicinity of the project area experience frequent flooding conditions due to the lack of drainage infrastructure capacity. Improvements will allow the upstream watershed to pass through a system that will reduce nutrient load | Retention/Detention BMP Retrofit with Nutrient Reducing Media | Planned | 2021 | 2022 | TBD | TBD | LaBelle, Hendry County | TBD | TBD | TBD | DEO | $4,297,112 | N/A | N/A | 26.748338 | -81.566183
5738 | CALO | Hendry County | N/A | HC-02 | North LaBelle Water Quality | Provide water quality components to treat stormwater along Mohawk Avenue prior to discharging into the Roy Brown Canal and flowing into the Caloosahatchee River. | Retention/Detention BMP Retrofit with Nutrient Reducing Media | Planned | 2023 | 2025 | TBD | TBD | LaBelle, Hendry County | TBD | 200000 | TBD | North LaBelle Municipal Service Benefit Unit | $200,000 | N/A | N/A | 26.770547 | -81.454361
5739 | CALO | Hendry County | DEP/ Port LaBelle Utility System/ City of Clewiston/ Airglades Airport/ Tetra Tech | HC-03 | Phase 1 of a Force Main Extension from Airglades Airport to the City of Clewiston | Hendry County plans to construct a force main that will extend from the Airglades Airport to the City of Clewiston. The work consists of constructing a wastewater transmission system to convey raw wastewater from the Airglades Airport WWTP to the City of | WWTF Upgrade | Underway | 2016 | 2022 | N/A | N/A | Clewiston, Hendry County | N/A | 1284529.57 | N/A | DEP | $1,075,195 | LPA0086 | N/A | 26.725100 | -80.954200
5740 | CALO | LA-MSID (formerly ECWCD) | Not provided | LA-13 | CREST | Purchased 100 acres agricultural land to construct STA. | Land Use Change | Completed | 2018 | 2018 | 376.5661 | 70.244 | West Caloosahatchee | 103.5229 | 255800 | Not provided | LA-MSID | $255,800 | N/A | N/A | 26.64483 | -81.5221
5741 | CALO | LA-MSID (formerly ECWCD) | Not provided | LA-14 | CREST | Construct STA. | Stormwater Treatment Areas (STAs) | Underway | 2021 | 2025 | 14256.4964 | 2731.8752 | West Caloosahatchee | 12904.1203 | 5000000 | Not provided | TBD | Not provided | TBD | Not provided | 26.64483 | -81.5221
5742 | CALO | City of LaBelle | DEP | LB-01 | City of LaBelle Zone J Septic Tank to Central Sewer | Septic tank conversion project that will consist of a pump station, force main and gravity sewer to provide an estimated 55 customers (area buildout) with sanitary sewer. | Wastewater Service Area Expansion | Underway | 2019 | 2021 | 242.8437 | N/A | Caloosahatchee BMAP | 22 | 908000 | TBD | DEP/ City | $908,000 | LPQ 0002 | N/A | 26.766285 | -81.443199
5743 | CALO | City of LaBelle | DEP | LB-02 | City of LaBelle Zone A Septic Tank to Central Sewer | Septic tank conversion project that will consist of a pump station, force main and gravity sewer to provide an estimated 496 customers (area buildout) with sanitary sewer. | Wastewater Service Area Expansion | Underway | 2019 | 2021 | 2222.0196 | N/A | Caloosahatchee BMAP | 91 | 3128500 | TBD | DEP/ City | $3,128,500 | LPQ 0003 | N/A | 26.76402 | -81.434432
5744 | CALO | City of LaBelle | DEP | LB-03 | City of LaBelle Zone B Septic Tank to Central Sewer | Septic tank conversion project that will consist of a pump station, force main and gravity sewer to provide an estimated 315 customers (area buildout) with sanitary sewer. | Wastewater Service Area Expansion | Planned | 2021 | 2022 | 1408.4933 | N/A | Caloosahatchee BMAP | 110 | 3243000 | TBD | DEP/ City | TBD | LPQ 0020 | N/A | 26.76433 | -81.428092
5745 | CALO | Lee County | N/A | LC-48 | Olga Shores Preserve | Land purchase and conversion to conservation land use. | Land Use Change | Completed | 2017 | 2017 | 1.7305 | 0.26412 | Tidal Caloosahatchee | 91.7266 | 2659059 | TBD | County | County - $2,659,059 | N/A | N/A | 26.720964 | -81.708499
5746 | CALO | Lee County | N/A | LC-49 | Four Mile Cove | Land purchase and conversion to conservation land use. | Land Use Change | Completed | 2020 | 2020 | 23.6385 | 5.5515 | Tidal Caloosahatchee | 179.4627 | 6050000 | TBD | County | N/A | N/A | N/A | 26.619614 | -81.923428
5747 | CALO | Lee County | N/A | LC-50 | Alva Scrub Preserve | Land purchase and conversion to conservation land use. | Land Use Change | Completed | 2000 | 2019 | 1909.6228 | 163.7121 | West Caloosahatchee | 1175.8469 | 16847808.5 | TBD | County | N/A | N/A | N/A | 26.692741 | -81.61634
5748 | CALO | Lee County | N/A | LC-51 | Master Wastewater Treatment Feasibility Analysis | Study to support the development of a County-wide Septic Conversion Master Plan (SCMP). | Study | Planned | 2021 | 2023 | N/A | N/A | Tidal Caloosahatchee | N/A | TBD | N/A | County | TBD | TBD | N/A | Not provided | Not provided
5749 | CALO | Mirada CDD | Lee County | M-01 | Education/Fertilizer | Public education, training, codes and ordinances provided by Lee County. | Education Efforts | Ongoing | 2017 | N/A | N/A | N/A | County-wide; District-wide | N/A | N/A | N/A | Lee County | N/A | N/A | N/A | 26.514444 | -81.913056
5750 | CALO | Mirada CDD | Lee County | M-02 | Education/Pet Waste | Public education and training provided by Lee County. | Education Efforts | Ongoing | 2017 | N/A | N/A | N/A | County-wide; District-wide | N/A | N/A | N/A | Lee County | N/A | N/A | N/A | 26.514444 | -81.913056
5751 | CALO | City of Moore Haven | N/A | MH-02 | Sanitary Sewer Hook-Up Project | Hook-up 14 residential housing units on Railroad Ave, Avenue F and 7th street currently on septic systems to central sewer. | OSTDS Phase Out | Completed | 2019 | 2020 | 175.3813 | N/A | East Caloosahatchee | Not provided | 694400 | N/A | DEO | DEO-$644,000/ City - $50,400 | N/A | N/A | 26.835885 | -81.099753
5752 | CALO | Port LaBelle CDD | N/A | PL-01 | Public Education and Outreach | Updates on BMAP and requirements during annual meeting. | Education Efforts | Planned | 2019 | N/A | 61.4813 | 14.2556 | East Caloosahatchee | 5422.8 | TBD | TBD | Port LaBelle CDD | TBD | N/A | N/A | TBD | TBD
5753 | CALO | LA-MSID (formerly ECWCD) | Lee County | LA-15 | GS-10 | Construct STA. | Stormwater Treatment Areas (STAs) | Planned | 2021 | 2031 | TBD | TBD | West Caloosahatchee | 17076 | 12000000 | Not provided | TBD | Not provided | TBD | Not provided | 26.54102 | -81.60454
5754 | CALO | LA-MSID (formerly ECWCD) | Not provided | LA-16 | S-BH-2 | Replacement of weir structures at increase control elevations to provide additional attenuation. | Control Structure | Underway | 2021 | 2021 | TBD | TBD | West Caloosahatchee | 1031 | 75000 | Not provided | LA-MSID | $75,000 | N/A | Not provided | 26.54102 | -81.60454
5755 | CALO | LA-MSID (formerly ECWCD) | Not provided | LA-17 | S-CP-1 | Replacement of weir structures at increase control elevations to provide additional attenuation. | Control Structure | Underway | 2021 | 2021 | TBD | TBD | West Caloosahatchee | 1135 | 400000 | Not provided | LA-MSID | $400,000 | N/A | N/A | 26.62156 | -81.72721